## 2022
Days
January | [7 empty] | Mon-Sat | [9 empty] | DA Purchases |  | WAPA Firming |  |  | ENERGY |  | TRANSMISSION |  |  | SHORT(-) |  | January | [7 empty] | Sun & Hol | 6 | [10 empty] | WAPA Firming |  |  | ENERGY |  | TRANSMISSION |  |  | SHORT(-)
[5 empty] | (Firmed MW) |  |  | PSCO | MSCG | MSCG | BP | BP | CITI | [6 empty] | MSCG |  |  | REMAINING |  | REMAINING | REMAINING | REMAINING | TRANS TO | [9 empty] | PSCO | MSCG | MSCG | BP | CITI | [7 empty] | MSCG |  |  | REMAINING |  | REMAINING | REMAINING | REMAINING | TRANS TO
HE | MWPP | BASELOAD | TOT LOAD | HE | SOLAR | SRP FLEET | HOOVER | PV | WW500 | WW500 | PV | PV | PV | [6 empty] | WW500 | RESOURCES |  | LOAD |  | MEAD | PV | TOTAL | ENERGY |  | HE | MWPP | BASELOAD | TOT LOAD | HE | SOLAR | SRP FLEET | HOOVER | PV | WW500 | WW500 | PV | PV | [7 empty] | WW500 | RESOURCES |  | LOAD |  | MEAD | PV | TOTAL | ENERGY
0100 | 146 | 98 | 244 | 0100 |  | 35 |  | 25 | 100 |  | 50 |  | 75 | [7 empty] | 285 |  | -41 |  | 142 | 67 | 209 | 250 |  | 0100 | 146 | 98 | 244 | 0100 |  | 35 |  | 25 | 100 |  | 50 | 75 | [8 empty] | 285 |  | -41 |  | 142 | 67 | 209 | 250
0200 | 146 | 98 | 244 | 0200 |  | 35 |  | 25 | 100 |  | 50 |  | 75 | [7 empty] | 285 |  | -41 |  | 142 | 67 | 209 | 250 |  | 0200 | 146 | 98 | 244 | 0200 |  | 35 |  | 25 | 100 |  | 50 | 75 | [8 empty] | 285 |  | -41 |  | 142 | 67 | 209 | 250
0300 | 146 | 98 | 244 | 0300 |  | 35 |  | 25 | 100 |  | 50 |  | 75 | [7 empty] | 285 |  | -41 |  | 142 | 67 | 209 | 250 |  | 0300 | 146 | 98 | 244 | 0300 |  | 35 |  | 25 | 100 |  | 50 | 75 | [8 empty] | 285 |  | -41 |  | 142 | 67 | 209 | 250
0400 | 146 | 98 | 244 | 0400 |  | 35 |  | 25 | 100 |  | 50 |  | 75 | [7 empty] | 285 |  | -41 |  | 142 | 67 | 209 | 250 |  | 0400 | 146 | 98 | 244 | 0400 |  | 35 |  | 25 | 100 |  | 50 | 75 | [8 empty] | 285 |  | -41 |  | 142 | 67 | 209 | 250
0500 | 146 | 98 | 244 | 0500 |  | 35 |  | 25 | 100 |  | 50 |  | 75 | [7 empty] | 285 |  | -41 |  | 142 | 67 | 209 | 250 |  | 0500 | 146 | 98 | 244 | 0500 |  | 35 |  | 25 | 100 |  | 50 | 75 | [8 empty] | 285 |  | -41 |  | 142 | 67 | 209 | 250
0600 | 146 | 98 | 244 | 0600 |  | 35 |  | 25 | 100 |  | 50 |  | 75 | [7 empty] | 285 |  | -41 |  | 142 | 67 | 209 | 250 |  | 0600 | 146 | 98 | 244 | 0600 |  | 35 |  | 25 | 100 |  | 50 | 75 | [8 empty] | 285 |  | -41 |  | 142 | 67 | 209 | 250
0700 |  | 98 | 98 | 0700 | 26 | 35 |  |  |  | 100 |  | 50 | [7 empty] | -12 | 199 |  | -101 |  | 116 | 167 | 283 | 384 |  | 0700 |  | 98 | 98 | 0700 | 26 | 35 |  |  |  | 100 | 50 | 75 | [7 empty] | -12 | 274 |  | -176 |  | 116 | 92 | 208 | 384
0800 |  | 98 | 98 | 0800 | 26 | 35 |  |  |  | 100 |  | 50 | [7 empty] | -12 | 199 |  | -101 |  | 116 | 167 | 283 | 384 |  | 0800 |  | 98 | 98 | 0800 | 26 | 35 |  |  |  | 100 | 50 | 75 | [7 empty] | -12 | 274 |  | -176 |  | 116 | 92 | 208 | 384
0900 | 289 | 98 | 387 | 0900 | 26 | 35 |  |  |  | 100 |  | 50 | [7 empty] | -12 | 199 |  | 188 |  | 116 | 167 | 283 | 95 |  | 0900 | 289 | 98 | 387 | 0900 | 26 | 35 |  |  |  | 100 | 50 | 75 | [7 empty] | -12 | 274 |  | 113 |  | 116 | 92 | 208 | 95
1000 | 289 | 98 | 387 | 1000 | 26 | 35 |  |  |  | 100 |  | 50 | [7 empty] | -12 | 199 |  | 188 |  | 116 | 167 | 283 | 95 |  | 1000 | 289 | 98 | 387 | 1000 | 26 | 35 |  |  |  | 100 | 50 | 75 | [7 empty] | -12 | 274 |  | 113 |  | 116 | 92 | 208 | 95
1100 | 289 | 98 | 387 | 1100 | 26 | 35 |  |  |  | 100 |  | 50 | [7 empty] | -12 | 199 |  | 188 |  | 116 | 167 | 283 | 95 |  | 1100 | 289 | 98 | 387 | 1100 | 26 | 35 |  |  |  | 100 | 50 | 75 | [7 empty] | -12 | 274 |  | 113 |  | 116 | 92 | 208 | 95
1200 | 289 | 98 | 387 | 1200 | 26 | 35 |  |  |  | 100 |  | 50 | [7 empty] | -12 | 199 |  | 188 |  | 116 | 167 | 283 | 95 |  | 1200 | 289 | 98 | 387 | 1200 | 26 | 35 |  |  |  | 100 | 50 | 75 | [7 empty] | -12 | 274 |  | 113 |  | 116 | 92 | 208 | 95
1300 | 289 | 98 | 387 | 1300 | 26 | 35 |  |  |  | 100 |  | 50 | [7 empty] | -12 | 199 |  | 188 |  | 116 | 167 | 283 | 95 |  | 1300 | 289 | 98 | 387 | 1300 | 26 | 35 |  |  |  | 100 | 50 | 75 | [7 empty] | -12 | 274 |  | 113 |  | 116 | 92 | 208 | 95
1400 | 289 | 98 | 387 | 1400 | 26 | 35 |  |  |  | 100 |  | 50 | [7 empty] | -12 | 199 |  | 188 |  | 116 | 167 | 283 | 95 |  | 1400 | 289 | 98 | 387 | 1400 | 26 | 35 |  |  |  | 100 | 50 | 75 | [7 empty] | -12 | 274 |  | 113 |  | 116 | 92 | 208 | 95
1500 |  | 98 | 98 | 1500 | 26 | 35 |  |  |  | 100 |  | 50 | [7 empty] | -12 | 199 |  | -101 |  | 116 | 167 | 283 | 384 |  | 1500 | 98 | 98 | 196 | 1500 | 26 | 35 |  |  |  | 100 | 50 | 75 | [7 empty] | -12 | 274 |  | -78 |  | 116 | 92 | 208 | 286
1600 |  | 98 | 98 | 1600 | 26 | 35 |  |  |  | 100 |  | 50 | [7 empty] | -12 | 199 |  | -101 |  | 116 | 167 | 283 | 384 |  | 1600 |  | 98 | 98 | 1600 | 26 | 35 |  |  |  | 100 | 50 | 75 | [7 empty] | -12 | 274 |  | -176 |  | 116 | 92 | 208 | 384
1700 |  | 98 | 98 | 1700 | 26 | 35 | 30 |  |  | 100 |  | 50 | [7 empty] | -12 | 229 |  | -131 |  | 86 | 167 | 253 | 384 |  | 1700 |  | 98 | 98 | 1700 | 26 | 35 | 30 |  |  | 100 | 50 | 75 | [7 empty] | -12 | 304 |  | -206 |  | 86 | 92 | 178 | 384
1800 |  | 98 | 98 | 1800 | 26 | 35 | 30 |  |  | 100 |  | 50 | [7 empty] | -12 | 229 |  | -131 |  | 86 | 167 | 253 | 384 |  | 1800 |  | 98 | 98 | 1800 | 26 | 35 | 30 |  |  | 100 | 50 | 75 | [7 empty] | -12 | 304 |  | -206 |  | 86 | 92 | 178 | 384
1900 |  | 98 | 98 | 1900 | 26 | 35 | 30 |  |  | 100 |  | 50 | [7 empty] | -12 | 229 |  | -131 |  | 86 | 167 | 253 | 384 |  | 1900 |  | 98 | 98 | 1900 | 26 | 35 | 30 |  |  | 100 | 50 | 75 | [7 empty] | -12 | 304 |  | -206 |  | 86 | 92 | 178 | 384
2000 |  | 98 | 98 | 2000 | 26 | 35 | 31 |  |  | 100 |  | 50 | [7 empty] | -12 | 230 |  | -132 |  | 85 | 167 | 252 | 384 |  | 2000 |  | 98 | 98 | 2000 | 26 | 35 | 31 |  |  | 100 | 50 | 75 | [7 empty] | -12 | 305 |  | -207 |  | 85 | 92 | 177 | 384
2100 |  | 98 | 98 | 2100 | 26 | 35 | 30 |  |  | 100 |  | 50 | [7 empty] | -12 | 229 |  | -131 |  | 86 | 167 | 253 | 384 |  | 2100 |  | 98 | 98 | 2100 | 26 | 35 | 30 |  |  | 100 | 50 | 75 | [7 empty] | -12 | 304 |  | -206 |  | 86 | 92 | 178 | 384
2200 |  | 98 | 98 | 2200 | 26 | 35 | 30 |  |  | 100 |  | 50 | [7 empty] | -12 | 229 |  | -131 |  | 86 | 167 | 253 | 384 |  | 2200 |  | 98 | 98 | 2200 | 26 | 35 | 30 |  |  | 100 | 50 | 75 | [7 empty] | -12 | 304 |  | -206 |  | 86 | 92 | 178 | 384
2300 | 146 | 98 | 244 | 2300 |  | 35 |  | 25 | 100 |  | 50 |  | 75 | [7 empty] | 285 |  | -41 |  | 142 | 67 | 209 | 250 |  | 2300 | 146 | 98 | 244 | 2300 |  | 35 |  | 25 | 100 |  | 50 | 75 | [8 empty] | 285 |  | -41 |  | 142 | 67 | 209 | 250
2400 | 146 | 98 | 244 | 2400 |  | 35 |  | 25 | 100 |  | 50 |  | 75 | [7 empty] | 285 |  | -41 |  | 142 | 67 | 209 | 250 |  | 2400 | 146 | 98 | 244 | 2400 |  | 35 |  | 25 | 100 |  | 50 | 75 | [8 empty] | 285 |  | -41 |  | 142 | 67 | 209 | 250
Daily Tot | 2902 | 2352 | 5254 | MWPP Tot | 416 | 840 | 181 | 200 | 800 | 1600 | 400 | 800 | 600 | 0 | 0 | 0 | 0 | 0 | 0 | -192 | 5645 |  | -391 |  | 2811 | 3208 | 6019 | 6410 |  | Daily Tot | 3000 | 2352 | 5352 |  | 416 | 840 | 181 | 200 | 800 | 1600 | 1200 | 1800 | 0 | 0 | 0 | 0 | 0 | 0 | 0 | -192 | 6845 |  | -1493 |  | 2811 | 2008 | 4819 | 6312
Monthly Tot | 72550 | 58800 | 131350 | 90550 |  |  | 181.3818 | Daily Available After Firming | [12 empty] | 141125 | Sales | 1519 | 37975 | Monthly Sales |  |  |  |  | Monthly Tot | 18000 | 14112 | 32112 |  |  |  | 181.3818 | [14 empty] | Daily Sales | 2171 | 13026 | Monthly Sales
MWPP Sh Hr | 60 | 60.3871 | 3.0207 |  | 24.99 | 57.0375 | 43.87 | 28 | 31.59 | 33.23 | 23.4 | 27.5 | 26.73 | [9 empty] | -328 | 51001 | Monthly Sales w/Wrap |  |  |  |  | MWPP Sh Hr | 62 | [6 empty] | 28 | 31.59 | 33.23 | 23.4 | 26.73 | [7 empty] | 33.23 |  |  | -328
On Peak MW | 1734 | 1568 |  |  | 5286.8343 | 26040 | 7280 | 5000 | 20000 | 40000 | 10000 | 20000 | 15000 | 0 | 0 | 0 | 0 | 0 | 0 | -4800 |  |  | -63 | [6 empty] | On Peak MW | 1832 | 1568 | [5 empty] | 1200 | 4800 | 9600 | 7200 | 10800 | 0 | 0 | 0 | 0 | 0 | 0 | 0 | -1152 |  |  | -1165
Off Peak MW | 1168 | 784 |  |  | 132117.9893 | 1485256.5 | 319373.6 | 140000 | 631800 | 1329200 | 234000 | 550000 | 400950 | 0 | 0 | 0 | 0 | 0 | 0 | 0 | [9 empty] | Off Peak MW | 1168 | 784 | [5 empty] | 33600 | 151632 | 319008 | 168480 | 288684 | 0 | 0 | 0 | 0 | 0 | 0 | 0 | -38280.96
|  | Monthly Energy | 163473.8343 |  |  |  |  | TOTAL Resources Purchased | 6184102.0893 | [13 empty] | -8200 | [29 empty] | -1968
|  | Monthly Energy Surplus (- Deficit) | 6533.8917 |  |  |  |  | Jan MWH | 176254.8343 | 107.8% | Monthly Total Resources % | [11 empty] | -1575 | 40 | price | [27 empty] | -6990
|  | Monthly Diversions | 94723.2 |  |  |  |  | $/MWH | 35.0861 |  |  | Energy | [10 empty] | 32268 | Remaining Energy | [28 empty] | 4068 | Remaining Energy Sun & Holiday
|  | Monthly Diversion Surplus (- Deficit) | 4738.2 |  |  |  |  | Jan PUR MWH | 143600 |  | Auction | 143600 | 4247354 | [9 empty] | 1290720 | [29 empty] | 162720 | 40 | price
[8 empty] | TOTAL | 4247354 |  | ACES | 0 | 0 | [9 empty] | 5538074 | Total Energy Purchases | [28 empty] | 162720 | Total Energy Purchases Sun & Holiday
[8 empty] | PUR $/MWH | 29.5777 |  | Total | 143600 | 4247354 | [8 empty] | Total Projected Energy/Price | 175868 | 31.4899
Days
February | [7 empty] | Mon-Sat | [11 empty] | WAPA Firming |  |  | ENERGY |  | TRANSMISSION |  |  | SHORT(-) |  | February | [7 empty] | Sun & Hol | 4 | [10 empty] | WAPA Firming |  |  | ENERGY |  | TRANSMISSION |  |  | SHORT(-)
[5 empty] | (Firmed MW) |  |  | PSCO | MSCG | MSCG | BP | BP | CITI | [6 empty] | MSCG |  |  | REMAINING |  | REMAINING | REMAINING | REMAINING | TRANS TO | [9 empty] | PSCO | MSCG | MSCG | BP | CITI | [7 empty] | MSCG |  |  | REMAINING |  | REMAINING | REMAINING | REMAINING | TRANS TO
HE | MWPP | BASELOAD | TOT LOAD | HE | SOLAR | SRP FLEET | HOOVER | PV | WW500 | WW500 | PV | PV | PV | [6 empty] | WW500 | RESOURCES |  | LOAD |  | MEAD | PV | TOTAL | ENERGY |  | HE | MWPP | BASELOAD | TOT LOAD | HE | SOLAR | SRP FLEET | HOOVER | PV | WW500 | WW500 | PV | PV | [7 empty] | WW500 | RESOURCES |  | LOAD |  | MEAD | PV | TOTAL | ENERGY
0100 | 146 | 123 | 269 | 0100 |  | 35 |  | 25 | 100 |  | 50 |  | 75 | [7 empty] | 285 |  | -16 |  | 142 | 142 | 284 | 300 |  | 0100 | 146 | 123 | 269 | 0100 |  | 35 |  | 25 | 100 |  | 50 | 75 | [8 empty] | 285 |  | -16 |  | 142 | 142 | 284 | 300
0200 | 146 | 123 | 269 | 0200 |  | 35 |  | 25 | 100 |  | 50 |  | 75 | [7 empty] | 285 |  | -16 |  | 142 | 142 | 284 | 300 |  | 0200 | 146 | 123 | 269 | 0200 |  | 35 |  | 25 | 100 |  | 50 | 75 | [8 empty] | 285 |  | -16 |  | 142 | 142 | 284 | 300
0300 | 146 | 123 | 269 | 0300 |  | 35 |  | 25 | 100 |  | 50 |  | 75 | [7 empty] | 285 |  | -16 |  | 142 | 142 | 284 | 300 |  | 0300 | 146 | 123 | 269 | 0300 |  | 35 |  | 25 | 100 |  | 50 | 75 | [8 empty] | 285 |  | -16 |  | 142 | 142 | 284 | 300
0400 | 146 | 123 | 269 | 0400 |  | 35 |  | 25 | 100 |  | 50 |  | 75 | [7 empty] | 285 |  | -16 |  | 142 | 142 | 284 | 300 |  | 0400 | 146 | 123 | 269 | 0400 |  | 35 |  | 25 | 100 |  | 50 | 75 | [8 empty] | 285 |  | -16 |  | 142 | 142 | 284 | 300
0500 | 146 | 123 | 269 | 0500 |  | 35 |  | 25 | 100 |  | 50 |  | 75 | [7 empty] | 285 |  | -16 |  | 142 | 142 | 284 | 300 |  | 0500 | 146 | 123 | 269 | 0500 |  | 35 |  | 25 | 100 |  | 50 | 75 | [8 empty] | 285 |  | -16 |  | 142 | 142 | 284 | 300
0600 | 146 | 123 | 269 | 0600 |  | 35 |  | 25 | 100 |  | 50 |  | 75 | [7 empty] | 285 |  | -16 |  | 142 | 142 | 284 | 300 |  | 0600 | 146 | 123 | 269 | 0600 |  | 35 |  | 25 | 100 |  | 50 | 75 | [8 empty] | 285 |  | -16 |  | 142 | 142 | 284 | 300
0700 |  | 123 | 123 | 0700 | 30 | 35 | 9 |  |  | 100 |  | 50 | [7 empty] | -12 | 212 |  | -89 |  | 103 | 167 | 270 | 359 |  | 0700 |  | 123 | 123 | 0700 | 30 | 35 | 9 |  |  | 100 | 50 | 75 | [7 empty] | -12 | 287 |  | -164 |  | 103 | 167 | 270 | 434
0800 |  | 123 | 123 | 0800 | 30 | 35 | 10 |  |  | 100 |  | 50 | [7 empty] | -12 | 213 |  | -90 |  | 102 | 167 | 269 | 359 |  | 0800 |  | 123 | 123 | 0800 | 30 | 35 | 10 |  |  | 100 | 50 | 75 | [7 empty] | -12 | 288 |  | -165 |  | 102 | 167 | 269 | 434
0900 | 289 | 123 | 412 | 0900 | 30 | 35 |  |  |  | 100 |  | 50 | [7 empty] | -12 | 203 |  | 209 |  | 112 | 167 | 279 | 70 |  | 0900 | 289 | 123 | 412 | 0900 | 30 | 35 |  |  |  | 100 | 50 | 75 | [7 empty] | -12 | 278 |  | 134 |  | 112 | 167 | 279 | 145
1000 | 289 | 123 | 412 | 1000 | 30 | 35 |  |  |  | 100 |  | 50 | [7 empty] | -12 | 203 |  | 209 |  | 112 | 167 | 279 | 70 |  | 1000 | 289 | 123 | 412 | 1000 | 30 | 35 |  |  |  | 100 | 50 | 75 | [7 empty] | -12 | 278 |  | 134 |  | 112 | 167 | 279 | 145
1100 | 289 | 123 | 412 | 1100 | 30 | 35 |  |  |  | 100 |  | 50 | [7 empty] | -12 | 203 |  | 209 |  | 112 | 167 | 279 | 70 |  | 1100 | 289 | 123 | 412 | 1100 | 30 | 35 |  |  |  | 100 | 50 | 75 | [7 empty] | -12 | 278 |  | 134 |  | 112 | 167 | 279 | 145
1200 | 289 | 123 | 412 | 1200 | 30 | 35 |  |  |  | 100 |  | 50 | [7 empty] | -12 | 203 |  | 209 |  | 112 | 167 | 279 | 70 |  | 1200 | 289 | 123 | 412 | 1200 | 30 | 35 |  |  |  | 100 | 50 | 75 | [7 empty] | -12 | 278 |  | 134 |  | 112 | 167 | 279 | 145
1300 | 289 | 123 | 412 | 1300 | 30 | 35 |  |  |  | 100 |  | 50 | [7 empty] | -12 | 203 |  | 209 |  | 112 | 167 | 279 | 70 |  | 1300 | 289 | 123 | 412 | 1300 | 30 | 35 |  |  |  | 100 | 50 | 75 | [7 empty] | -12 | 278 |  | 134 |  | 112 | 167 | 279 | 145
1400 | 289 | 123 | 412 | 1400 | 30 | 35 |  |  |  | 100 |  | 50 | [7 empty] | -12 | 203 |  | 209 |  | 112 | 167 | 279 | 70 |  | 1400 | 289 | 123 | 412 | 1400 | 30 | 35 |  |  |  | 100 | 50 | 75 | [7 empty] | -12 | 278 |  | 134 |  | 112 | 167 | 279 | 145
1500 | 289 | 123 | 412 | 1500 | 30 | 35 |  |  |  | 100 |  | 50 | [7 empty] | -12 | 203 |  | 209 |  | 112 | 167 | 279 | 70 |  | 1500 | 289 | 123 | 412 | 1500 | 30 | 35 |  |  |  | 100 | 50 | 75 | [7 empty] | -12 | 278 |  | 134 |  | 112 | 167 | 279 | 145
1600 | 289 | 123 | 412 | 1600 | 30 | 35 |  |  |  | 100 |  | 50 | [7 empty] | -12 | 203 |  | 209 |  | 112 | 167 | 279 | 70 |  | 1600 | 146 | 123 | 269 | 1600 | 30 | 35 |  |  |  | 100 | 50 | 75 | [7 empty] | -12 | 278 |  | -9 |  | 112 | 167 | 279 | 288
1700 |  | 123 | 123 | 1700 | 30 | 35 |  |  |  | 100 |  | 50 | [7 empty] | -12 | 203 |  | -80 |  | 112 | 167 | 279 | 359 |  | 1700 |  | 123 | 123 | 1700 | 30 | 35 |  |  |  | 100 | 50 | 75 | [7 empty] | -12 | 278 |  | -155 |  | 112 | 167 | 279 | 434
1800 |  | 123 | 123 | 1800 | 30 | 35 | 36 |  |  | 100 |  | 50 | [7 empty] | -12 | 239 |  | -116 |  | 76 | 167 | 243 | 359 |  | 1800 |  | 123 | 123 | 1800 | 30 | 35 | 36 |  |  | 100 | 50 | 75 | [7 empty] | -12 | 314 |  | -191 |  | 76 | 167 | 243 | 434
1900 |  | 123 | 123 | 1900 | 30 | 35 | 36 |  |  | 100 |  | 50 | [7 empty] | -12 | 239 |  | -116 |  | 76 | 167 | 243 | 359 |  | 1900 |  | 123 | 123 | 1900 | 30 | 35 | 36 |  |  | 100 | 50 | 75 | [7 empty] | -12 | 314 |  | -191 |  | 76 | 167 | 243 | 434
2000 |  | 123 | 123 | 2000 | 30 | 35 | 36 |  |  | 100 |  | 50 | [7 empty] | -12 | 239 |  | -116 |  | 76 | 167 | 243 | 359 |  | 2000 |  | 123 | 123 | 2000 | 30 | 35 | 36 |  |  | 100 | 50 | 75 | [7 empty] | -12 | 314 |  | -191 |  | 76 | 167 | 243 | 434
2100 |  | 123 | 123 | 2100 | 30 | 35 | 36 |  |  | 100 |  | 50 | [7 empty] | -12 | 239 |  | -116 |  | 76 | 167 | 243 | 359 |  | 2100 |  | 123 | 123 | 2100 | 30 | 35 | 36 |  |  | 100 | 50 | 75 | [7 empty] | -12 | 314 |  | -191 |  | 76 | 167 | 243 | 434
2200 |  | 123 | 123 | 2200 | 30 | 35 | 36 |  |  | 100 |  | 50 | [7 empty] | -12 | 239 |  | -116 |  | 76 | 167 | 243 | 359 |  | 2200 |  | 123 | 123 | 2200 | 30 | 35 | 36 |  |  | 100 | 50 | 75 | [7 empty] | -12 | 314 |  | -191 |  | 76 | 167 | 243 | 434
2300 | 146 | 123 | 269 | 2300 |  | 35 |  | 25 | 100 |  | 50 |  | 75 | [7 empty] | 285 |  | -16 |  | 142 | 142 | 284 | 300 |  | 2300 | 146 | 123 | 269 | 2300 |  | 35 |  | 25 | 100 |  | 50 | 75 | [8 empty] | 285 |  | -16 |  | 142 | 142 | 284 | 300
2400 | 146 | 123 | 269 | 2400 |  | 35 |  | 25 | 100 |  | 50 |  | 75 | [7 empty] | 285 |  | -16 |  | 142 | 142 | 284 | 300 |  | 2400 | 146 | 123 | 269 | 2400 |  | 35 |  | 25 | 100 |  | 50 | 75 | [8 empty] | 285 |  | -16 |  | 142 | 142 | 284 | 300
Daily Tot | 3480 | 2952 | 6432 | MWPP Tot | 480 | 840 | 199 | 200 | 800 | 1600 | 400 | 800 | 600 | 0 | 0 | 0 | 0 | 0 | 0 | -192 | 5727 |  | 705 |  | 2729 | 3808 | 6537 | 5832 |  | Daily Tot | 3337 | 2952 | 6289 |  | 480 | 840 | 199 | 200 | 800 | 1600 | 1200 | 1800 | 0 | 0 | 0 | 0 | 0 | 0 | 0 | -192 | 6927 |  | -638 |  | 2729 | 3808 | 6537 | 7175
Monthly Tot | 83520 | 70848 | 154368 | 96868 |  |  | 199.4937 | Daily Available After Firming | [12 empty] | 137448 | Sales | 967 | 26109 | Monthly Sales |  |  |  |  | Monthly Tot | 13348 | 11808 | 25156 |  |  |  | 199.4937 | [14 empty] | Daily Sales | 1576 | 6304 | Monthly Sales
MWPP Sh Hr | 72 | 71.5714 | 7.7756 |  | 24.99 | 57.0375 | 43.87 | 28 | 31.59 | 33.23 | 23.4 | 27.5 | 26.73 | [9 empty] | -128 | 32413 | Monthly Sales w/Wrap |  |  |  |  | MWPP Sh Hr | 69 |  |  |  | 24.99 | 57.0375 | 43.87 | 28 | 31.59 | 33.23 | 23.4 | 26.73 | [7 empty] | 33.23 |  |  | -128
On Peak MW | 2312 | 1968 |  |  | 5951.8225 | 23520 | 7698 | 4800 | 19200 | 38400 | 9600 | 19200 | 14400 | 0 | 0 | 0 | 0 | 0 | 0 | -4608 |  |  | 833 | [6 empty] | On Peak MW | 2169 | 1968 | [5 empty] | 800 | 3200 | 6400 | 4800 | 7200 | 0 | 0 | 0 | 0 | 0 | 0 | 0 | -768 |  |  | -510
Off Peak MW | 1168 | 984 |  |  | 148736.0453 | 1341522 | 337711.26 | 134400 | 606528 | 1276032 | 224640 | 528000 | 384912 | 0 | 0 | 0 | 0 | 0 | 0 | 0 | [9 empty] | Off Peak MW | 1168 | 984 | [5 empty] | 22400 | 101088 | 212672 | 112320 | 192456 | 0 | 0 | 0 | 0 | 0 | 0 | 0 | -25520.64
|  | Monthly Energy | 179537.8225 |  |  |  |  | TOTAL Resources Purchased | 5623417.3053 | [13 empty] | -3072 | [29 empty] | -512
|  | Monthly Energy Surplus (- Deficit) | 14174.9749 |  |  |  |  | Feb MWH | 165169.8225 | 92% | Monthly Total Resources % | [11 empty] | 19992 | 40 | price | [27 empty] | -2040
|  | Monthly Diversions | 101402.4 |  |  |  |  | $/MWH | 34.0463 |  |  | Energy | [10 empty] | 46781 | Remaining Energy | [28 empty] | 3752 | Remaining Energy Sun & Holiday
|  | Monthly Diversion Surplus (- Deficit) | 11016.4 |  |  |  |  | Feb PUR MWH | 128000 |  | Auction | 128000 | [10 empty] | 1871240 | [29 empty] | 150080 | 40 | price
[8 empty] | TOTAL | 3795448 |  | ACES | 0 | [10 empty] | 5666688 | Total Energy Purchases | [28 empty] | 150080 | Total Energy Purchases Sun & Holiday
[8 empty] | PUR $/MWH | 29.6519 | [12 empty] | Total Projected Energy/Price | 174781 | 32.4216
Days
March | [22 empty] | ENERGY |  | TRANSMISSION |  |  | SHORT(-) |  | March | [7 empty] | Sun & Hol | 4 | [13 empty] | ENERGY |  | TRANSMISSION |  |  | SHORT(-)
[5 empty] | (Firmed MW) |  |  | PSCO | MSCG | MSCG | BP | BP | CITI | [9 empty] | REMAINING |  | REMAINING | REMAINING | REMAINING | TRANS TO | [9 empty] | PSCO | MSCG | MSCG | BP | CITI | [10 empty] | REMAINING |  | REMAINING | REMAINING | REMAINING | TRANS TO
HE | MWPP | BASELOAD | TOT LOAD | HE | SOLAR | SRP FLEET | HOOVER | PV | WW500 | WW500 | PV | PV | PV | [7 empty] | RESOURCES |  | LOAD |  | MEAD | PV | TOTAL | ENERGY |  | HE | MWPP | BASELOAD | TOT LOAD | HE | SOLAR | SRP FLEET | HOOVER | PV | WW500 | WW500 | PV | PV | [8 empty] | RESOURCES |  | LOAD |  | MEAD | PV | TOTAL | ENERGY
0100 | 241 | 156 | 397 | 0100 |  | 35 |  | 25 | 100 |  | 50 |  | 75 | [7 empty] | 285 |  | 112 |  | 142 | 192 | 334 | 222 |  | 0100 | 241 | 156 | 397 | 0100 |  | 35 |  | 25 | 100 |  | 50 | 75 | [8 empty] | 285 |  | 112 |  | 142 | 192 | 334 | 222
0200 | 241 | 156 | 397 | 0200 |  | 35 |  | 25 | 100 |  | 50 |  | 75 | [7 empty] | 285 |  | 112 |  | 142 | 192 | 334 | 222 |  | 0200 | 241 | 156 | 397 | 0200 |  | 35 |  | 25 | 100 |  | 50 | 75 | [8 empty] | 285 |  | 112 |  | 142 | 192 | 334 | 222
0300 | 241 | 156 | 397 | 0300 |  | 35 |  | 25 | 100 |  | 50 |  | 75 | [7 empty] | 285 |  | 112 |  | 142 | 192 | 334 | 222 |  | 0300 | 241 | 156 | 397 | 0300 |  | 35 |  | 25 | 100 |  | 50 | 75 | [8 empty] | 285 |  | 112 |  | 142 | 192 | 334 | 222
0400 | 241 | 156 | 397 | 0400 |  | 35 |  | 25 | 100 |  | 50 |  | 75 | [7 empty] | 285 |  | 112 |  | 142 | 192 | 334 | 222 |  | 0400 | 241 | 156 | 397 | 0400 |  | 35 |  | 25 | 100 |  | 50 | 75 | [8 empty] | 285 |  | 112 |  | 142 | 192 | 334 | 222
0500 | 241 | 156 | 397 | 0500 |  | 35 |  | 25 | 100 |  | 50 |  | 75 | [7 empty] | 285 |  | 112 |  | 142 | 192 | 334 | 222 |  | 0500 | 241 | 156 | 397 | 0500 |  | 35 |  | 25 | 100 |  | 50 | 75 | [8 empty] | 285 |  | 112 |  | 142 | 192 | 334 | 222
0600 | 241 | 156 | 397 | 0600 |  | 35 |  | 25 | 100 |  | 50 |  | 75 | [7 empty] | 285 |  | 112 |  | 142 | 192 | 334 | 222 |  | 0600 | 241 | 156 | 397 | 0600 |  | 35 |  | 25 | 100 |  | 50 | 75 | [8 empty] | 285 |  | 112 |  | 142 | 192 | 334 | 222
0700 |  | 156 | 156 | 0700 | 32 | 35 |  |  |  | 100 |  | 50 | [8 empty] | 217 |  | -61 |  | 110 | 167 | 277 | 338 |  | 0700 |  | 156 | 156 | 0700 | 32 | 35 |  |  |  | 100 | 50 | 75 | [8 empty] | 292 |  | -136 |  | 110 | 217 | 327 | 463
0800 |  | 156 | 156 | 0800 | 32 | 35 |  |  |  | 100 |  | 50 | [8 empty] | 217 |  | -61 |  | 110 | 167 | 277 | 338 |  | 0800 |  | 156 | 156 | 0800 | 32 | 35 |  |  |  | 100 | 50 | 75 | [8 empty] | 292 |  | -136 |  | 110 | 217 | 327 | 463
0900 | 289 | 156 | 445 | 0900 | 32 | 35 |  |  |  | 100 |  | 50 | [8 empty] | 217 |  | 228 |  | 110 | 167 | 277 | 49 |  | 0900 | 289 | 156 | 445 | 0900 | 32 | 35 |  |  |  | 100 | 50 | 75 | [8 empty] | 292 |  | 153 |  | 110 | 217 | 327 | 174
1000 | 289 | 156 | 445 | 1000 | 32 | 35 |  |  |  | 100 |  | 50 | [8 empty] | 217 |  | 228 |  | 110 | 167 | 277 | 49 |  | 1000 | 289 | 156 | 445 | 1000 | 32 | 35 |  |  |  | 100 | 50 | 75 | [8 empty] | 292 |  | 153 |  | 110 | 217 | 327 | 174
1100 | 289 | 156 | 445 | 1100 | 32 | 35 |  |  |  | 100 |  | 50 | [8 empty] | 217 |  | 228 |  | 110 | 167 | 277 | 49 |  | 1100 | 289 | 156 | 445 | 1100 | 32 | 35 |  |  |  | 100 | 50 | 75 | [8 empty] | 292 |  | 153 |  | 110 | 217 | 327 | 174
1200 | 289 | 156 | 445 | 1200 | 32 | 35 |  |  |  | 100 |  | 50 | [8 empty] | 217 |  | 228 |  | 110 | 167 | 277 | 49 |  | 1200 | 289 | 156 | 445 | 1200 | 32 | 35 |  |  |  | 100 | 50 | 75 | [8 empty] | 292 |  | 153 |  | 110 | 217 | 327 | 174
1300 | 289 | 156 | 445 | 1300 | 32 | 35 |  |  |  | 100 |  | 50 | [8 empty] | 217 |  | 228 |  | 110 | 167 | 277 | 49 |  | 1300 | 289 | 156 | 445 | 1300 | 32 | 35 |  |  |  | 100 | 50 | 75 | [8 empty] | 292 |  | 153 |  | 110 | 217 | 327 | 174
1400 | 289 | 156 | 445 | 1400 | 32 | 35 |  |  |  | 100 |  | 50 | [8 empty] | 217 |  | 228 |  | 110 | 167 | 277 | 49 |  | 1400 | 289 | 156 | 445 | 1400 | 32 | 35 |  |  |  | 100 | 50 | 75 | [8 empty] | 292 |  | 153 |  | 110 | 217 | 327 | 174
1500 | 289 | 156 | 445 | 1500 | 32 | 35 |  |  |  | 100 |  | 50 | [8 empty] | 217 |  | 228 |  | 110 | 167 | 277 | 49 |  | 1500 | 289 | 156 | 445 | 1500 | 32 | 35 |  |  |  | 100 | 50 | 75 | [8 empty] | 292 |  | 153 |  | 110 | 217 | 327 | 174
1600 | 289 | 156 | 445 | 1600 | 32 | 35 |  |  |  | 100 |  | 50 | [8 empty] | 217 |  | 228 |  | 110 | 167 | 277 | 49 |  | 1600 | 289 | 156 | 445 | 1600 | 32 | 35 |  |  |  | 100 | 50 | 75 | [8 empty] | 292 |  | 153 |  | 110 | 217 | 327 | 174
1700 |  | 156 | 156 | 1700 | 32 | 35 |  |  |  | 100 |  | 50 | [8 empty] | 217 |  | -61 |  | 110 | 167 | 277 | 338 |  | 1700 |  | 156 | 156 | 1700 | 32 | 35 |  |  |  | 100 | 50 | 75 | [8 empty] | 292 |  | -136 |  | 110 | 217 | 327 | 463
1800 |  | 156 | 156 | 1800 | 32 | 35 | 31 |  |  | 100 |  | 50 | [8 empty] | 248 |  | -92 |  | 79 | 167 | 246 | 338 |  | 1800 |  | 156 | 156 | 1800 | 32 | 35 | 31 |  |  | 100 | 50 | 75 | [8 empty] | 323 |  | -167 |  | 79 | 217 | 296 | 463
1900 |  | 156 | 156 | 1900 | 32 | 35 | 32 |  |  | 100 |  | 50 | [8 empty] | 249 |  | -93 |  | 78 | 167 | 245 | 338 |  | 1900 |  | 156 | 156 | 1900 | 32 | 35 | 32 |  |  | 100 | 50 | 75 | [8 empty] | 324 |  | -168 |  | 78 | 217 | 295 | 463
2000 |  | 156 | 156 | 2000 | 32 | 35 | 32 |  |  | 100 |  | 50 | [8 empty] | 249 |  | -93 |  | 78 | 167 | 245 | 338 |  | 2000 |  | 156 | 156 | 2000 | 32 | 35 | 32 |  |  | 100 | 50 | 75 | [8 empty] | 324 |  | -168 |  | 78 | 217 | 295 | 463
2100 |  | 156 | 156 | 2100 | 32 | 35 | 32 |  |  | 100 |  | 50 | [8 empty] | 249 |  | -93 |  | 78 | 167 | 245 | 338 |  | 2100 |  | 156 | 156 | 2100 | 32 | 35 | 32 |  |  | 100 | 50 | 75 | [8 empty] | 324 |  | -168 |  | 78 | 217 | 295 | 463
2200 |  | 156 | 156 | 2200 | 32 | 35 | 31 |  |  | 100 |  | 50 | [8 empty] | 248 |  | -92 |  | 79 | 167 | 246 | 338 |  | 2200 |  | 156 | 156 | 2200 | 32 | 35 | 31 |  |  | 100 | 50 | 75 | [8 empty] | 323 |  | -167 |  | 79 | 217 | 296 | 463
2300 | 241 | 156 | 397 | 2300 |  | 35 |  | 25 | 100 |  | 50 |  | 75 | [7 empty] | 285 |  | 112 |  | 142 | 192 | 334 | 222 |  | 2300 | 241 | 156 | 397 | 2300 |  | 35 |  | 25 | 100 |  | 50 | 75 | [8 empty] | 285 |  | 112 |  | 142 | 192 | 334 | 222
2400 | 241 | 156 | 397 | 2400 |  | 35 |  | 25 | 100 |  | 50 |  | 75 | [7 empty] | 285 |  | 112 |  | 142 | 192 | 334 | 222 |  | 2400 | 241 | 156 | 397 | 2400 |  | 35 |  | 25 | 100 |  | 50 | 75 | [8 empty] | 285 |  | 112 |  | 142 | 192 | 334 | 222
Daily Tot | 4240 | 3744 | 7984 | MWPP Tot | 512 | 840 | 158 | 200 | 800 | 1600 | 400 | 800 | 600 | 0 | 0 | 0 | 0 | 0 | 0 | 0 | 5910 |  | 2074 |  | 2738 | 4208 | 6946 | 4872 |  | Daily Tot | 4240 | 3744 | 7984 |  | 512 | 840 | 158 | 200 | 800 | 1600 | 1200 | 1800 | 0 | 0 | 0 | 0 | 0 | 0 | 0 | 0 | 7110 |  | 874 |  | 2738 | 5008 | 7746 | 6872
Monthly Tot | 114480 | 101088 | 215568 | 131440 |  |  | 158.4703 | Daily Available After Firming | [12 empty] | 171390 | Sales | 646 | 17442 | Monthly Sales |  |  |  |  | Monthly Tot | 16960 | 14976 | 31936 |  |  |  | 158.4703 | [14 empty] | Daily Sales | 1246 | 4984 | Monthly Sales
MWPP Sh Hr | 88 | 88 | -5.0059 |  | 24.99 | 48.7824 | 43.87 | 28 | 31.59 | 33.23 | 23.4 | 27.5 | 26.73 | [9 empty] | 896 | 22426 | Monthly Sales w/Wrap |  |  |  |  | MWPP Sh Hr | 88 | [6 empty] | 28 | 31.59 | 33.23 | 23.4 | 26.73 | [10 empty] | 896
On Peak MW | 2312 | 2496 |  |  | 7751.5789 | 26040 | 13033 | 5400 | 21600 | 43200 | 10800 | 21600 | 16200 | 0 | 0 | 0 | 0 | 0 | 0 | 0 |  |  | 1178 | [6 empty] | On Peak MW | 2312 | 2496 | [5 empty] | 800 | 3200 | 6400 | 4800 | 7200 | 0 | 0 | 0 | 0 | 0 | 0 | 0 | 0 |  |  | -22
Off Peak MW | 1928 | 1248 |  |  | 193711.9569 | 1270294.1843 | 571757.71 | 151200 | 682344 | 1435536 | 252720 | 594000 | 433026 | 0 | 0 | 0 | 0 | 0 | 0 | 0 | [9 empty] | Off Peak MW | 1928 | 1248 | [5 empty] | 22400 | 101088 | 212672 | 112320 | 192456 | 0 | 0 | 0 | 0 | 0 | 0 | 0 | 0
|  | Monthly Energy | 247504 |  |  |  |  | TOTAL Resources Purchased | 6225525.8511 | [13 empty] | 24192 | [29 empty] | 3584
|  | Monthly Energy Surplus (- Deficit) | -11653.9787 |  |  |  |  | Mar MWH | 188024.5789 | 75.97% | Monthly Total Resources % | [11 empty] | 31806 | [29 empty] | -88
|  | Monthly Diversions | 138036.8 |  |  |  |  | $/MWH | 33.1102 |  |  | Energy | [10 empty] | 81920 | Remaining Energy | [28 empty] | 8480 | Remaining Energy Sun & Holiday
|  | Monthly Diversion Surplus (- Deficit) | -7852.2 |  |  |  |  | Mar PUR MWH | 141200 |  | Auction | 141200 | [10 empty] | 2867200 | 35 | price | [27 empty] | 296800 | 35 | price
[8 empty] | TOTAL | 4189762 |  | ACES | 0 | [10 empty] | 7056962 | Total Energy Purchases | [28 empty] | 296800 | Total Energy Purchases Sun & Holiday
[8 empty] | PUR $/MWH | 29.6725 | [12 empty] | Total Projected Energy/Price | 223120 | 31.6285
Days
April | [22 empty] | ENERGY |  | TRANSMISSION |  |  | SHORT(-) |  | April | [7 empty] | Sun & Hol | 4 | [13 empty] | ENERGY |  | TRANSMISSION |  |  | SHORT(-)
[5 empty] | (Firmed MW) |  |  | PSCO | CITI | [13 empty] | REMAINING |  | REMAINING | REMAINING | REMAINING | TRANS TO | [9 empty] | PSCO | CITI | [13 empty] | REMAINING |  | REMAINING | REMAINING | REMAINING | TRANS TO
HE | MWPP | BASELOAD | TOT LOAD | HE | SOLAR | SRP FLEET | HOOVER | PV | PV | [11 empty] | RESOURCES |  | LOAD |  | MEAD | PV | TOTAL | ENERGY |  | HE | MWPP | BASELOAD | TOT LOAD | HE | SOLAR | SRP FLEET | HOOVER | PV | PV | [11 empty] | RESOURCES |  | LOAD |  | MEAD | PV | TOTAL | ENERGY
0100 | 241 | 158 | 399 | 0100 |  | 35 |  |  | 100 | [11 empty] | 135 |  | 264 |  | 142 | 242 | 384 | 120 |  | 0100 | 241 | 158 | 399 | 0100 |  | 35 |  |  | 100 | [11 empty] | 135 |  | 264 |  | 142 | 242 | 384 | 120
0200 | 241 | 158 | 399 | 0200 |  | 35 |  |  | 100 | [11 empty] | 135 |  | 264 |  | 142 | 242 | 384 | 120 |  | 0200 | 241 | 158 | 399 | 0200 |  | 35 |  |  | 100 | [11 empty] | 135 |  | 264 |  | 142 | 242 | 384 | 120
0300 | 241 | 158 | 399 | 0300 |  | 35 |  |  | 100 | [11 empty] | 135 |  | 264 |  | 142 | 242 | 384 | 120 |  | 0300 | 241 | 158 | 399 | 0300 |  | 35 |  |  | 100 | [11 empty] | 135 |  | 264 |  | 142 | 242 | 384 | 120
0400 | 241 | 158 | 399 | 0400 |  | 35 |  |  | 100 | [11 empty] | 135 |  | 264 |  | 142 | 242 | 384 | 120 |  | 0400 | 241 | 158 | 399 | 0400 |  | 35 |  |  | 100 | [11 empty] | 135 |  | 264 |  | 142 | 242 | 384 | 120
0500 | 241 | 158 | 399 | 0500 |  | 35 |  |  | 100 | [11 empty] | 135 |  | 264 |  | 142 | 242 | 384 | 120 |  | 0500 | 241 | 158 | 399 | 0500 |  | 35 |  |  | 100 | [11 empty] | 135 |  | 264 |  | 142 | 242 | 384 | 120
0600 | 241 | 158 | 399 | 0600 |  | 35 |  |  | 100 | [11 empty] | 135 |  | 264 |  | 142 | 242 | 384 | 120 |  | 0600 | 241 | 158 | 399 | 0600 |  | 35 |  |  | 100 | [11 empty] | 135 |  | 264 |  | 142 | 242 | 384 | 120
0700 |  | 158 | 158 | 0700 | 32 | 35 | 41 | 75 | [12 empty] | 183 |  | -25 |  | 69 | 142 | 211 | 236 |  | 0700 |  | 158 | 158 | 0700 | 32 | 35 | 41 |  | 100 | [11 empty] | 208 |  | -50 |  | 69 | 242 | 311 | 361
0800 |  | 158 | 158 | 0800 | 32 | 35 | 41 | 75 | [12 empty] | 183 |  | -25 |  | 69 | 142 | 211 | 236 |  | 0800 |  | 158 | 158 | 0800 | 32 | 35 | 41 |  | 100 | [11 empty] | 208 |  | -50 |  | 69 | 242 | 311 | 361
0900 | 289 | 158 | 447 | 0900 | 32 | 35 |  | 75 | [12 empty] | 142 |  | 305 |  | 110 | 142 | 252 | -53 |  | 0900 | 289 | 158 | 447 | 0900 | 32 | 35 |  |  | 100 | [11 empty] | 167 |  | 280 |  | 110 | 242 | 352 | 72
1000 | 289 | 158 | 447 | 1000 | 32 | 35 |  | 75 | [12 empty] | 142 |  | 305 |  | 110 | 142 | 252 | -53 |  | 1000 | 289 | 158 | 447 | 1000 | 32 | 35 |  |  | 100 | [11 empty] | 167 |  | 280 |  | 110 | 242 | 352 | 72
1100 | 289 | 158 | 447 | 1100 | 32 | 35 |  | 75 | [12 empty] | 142 |  | 305 |  | 110 | 142 | 252 | -53 |  | 1100 | 289 | 158 | 447 | 1100 | 32 | 35 |  |  | 100 | [11 empty] | 167 |  | 280 |  | 110 | 242 | 352 | 72
1200 | 289 | 158 | 447 | 1200 | 32 | 35 |  | 75 | [12 empty] | 142 |  | 305 |  | 110 | 142 | 252 | -53 |  | 1200 | 289 | 158 | 447 | 1200 | 32 | 35 |  |  | 100 | [11 empty] | 167 |  | 280 |  | 110 | 242 | 352 | 72
1300 | 289 | 158 | 447 | 1300 | 32 | 35 |  | 75 | [12 empty] | 142 |  | 305 |  | 110 | 142 | 252 | -53 |  | 1300 | 289 | 158 | 447 | 1300 | 32 | 35 |  |  | 100 | [11 empty] | 167 |  | 280 |  | 110 | 242 | 352 | 72
1400 | 289 | 158 | 447 | 1400 | 32 | 35 |  | 75 | [12 empty] | 142 |  | 305 |  | 110 | 142 | 252 | -53 |  | 1400 | 289 | 158 | 447 | 1400 | 32 | 35 |  |  | 100 | [11 empty] | 167 |  | 280 |  | 110 | 242 | 352 | 72
1500 | 289 | 158 | 447 | 1500 | 32 | 35 |  | 75 | [12 empty] | 142 |  | 305 |  | 110 | 142 | 252 | -53 |  | 1500 | 289 | 158 | 447 | 1500 | 32 | 35 |  |  | 100 | [11 empty] | 167 |  | 280 |  | 110 | 242 | 352 | 72
1600 | 289 | 158 | 447 | 1600 | 32 | 35 |  | 75 | [12 empty] | 142 |  | 305 |  | 110 | 142 | 252 | -53 |  | 1600 | 289 | 158 | 447 | 1600 | 32 | 35 |  |  | 100 | [11 empty] | 167 |  | 280 |  | 110 | 242 | 352 | 72
1700 | 289 | 158 | 447 | 1700 | 32 | 35 |  | 75 | [12 empty] | 142 |  | 305 |  | 110 | 142 | 252 | -53 |  | 1700 | 289 | 158 | 447 | 1700 | 32 | 35 |  |  | 100 | [11 empty] | 167 |  | 280 |  | 110 | 242 | 352 | 72
1800 |  | 158 | 158 | 1800 | 32 | 35 |  | 75 | [12 empty] | 142 |  | 16 |  | 110 | 142 | 252 | 236 |  | 1800 |  | 158 | 158 | 1800 | 32 | 35 |  |  | 100 | [11 empty] | 167 |  | -9 |  | 110 | 242 | 352 | 361
1900 |  | 158 | 158 | 1900 | 32 | 35 | 41 | 75 | [12 empty] | 183 |  | -25 |  | 69 | 142 | 211 | 236 |  | 1900 |  | 158 | 158 | 1900 | 32 | 35 | 41 |  | 100 | [11 empty] | 208 |  | -50 |  | 69 | 242 | 311 | 361
2000 |  | 158 | 158 | 2000 | 32 | 35 | 41 | 75 | [12 empty] | 183 |  | -25 |  | 69 | 142 | 211 | 236 |  | 2000 |  | 158 | 158 | 2000 | 32 | 35 | 41 |  | 100 | [11 empty] | 208 |  | -50 |  | 69 | 242 | 311 | 361
2100 |  | 158 | 158 | 2100 | 32 | 35 | 41 | 75 | [12 empty] | 183 |  | -25 |  | 69 | 142 | 211 | 236 |  | 2100 |  | 158 | 158 | 2100 | 32 | 35 | 41 |  | 100 | [11 empty] | 208 |  | -50 |  | 69 | 242 | 311 | 361
2200 |  | 158 | 158 | 2200 | 32 | 35 | 41 | 75 | [12 empty] | 183 |  | -25 |  | 69 | 142 | 211 | 236 |  | 2200 |  | 158 | 158 | 2200 | 32 | 35 | 41 |  | 100 | [11 empty] | 208 |  | -50 |  | 69 | 242 | 311 | 361
2300 | 241 | 158 | 399 | 2300 |  | 35 |  |  | 100 | [11 empty] | 135 |  | 264 |  | 142 | 242 | 384 | 120 |  | 2300 | 241 | 158 | 399 | 2300 |  | 35 |  |  | 100 | [11 empty] | 135 |  | 264 |  | 142 | 242 | 384 | 120
2400 | 241 | 158 | 399 | 2400 |  | 35 |  |  | 100 | [11 empty] | 135 |  | 264 |  | 142 | 242 | 384 | 120 |  | 2400 | 241 | 158 | 399 | 2400 |  | 35 |  |  | 100 | [11 empty] | 135 |  | 264 |  | 142 | 242 | 384 | 120
Daily Tot | 4529 | 3792 | 8321 | MWPP Tot | 512 | 840 | 246 | 1200 | 800 | 0 | 0 | 0 | 0 | 0 | 0 | 0 | 0 | 0 | 0 | 0 | 3598 |  | 4723 |  | 2650 | 4208 | 6858 | 2135 |  | Daily Tot | 4529 | 3792 | 8321 |  | 512 | 840 | 246 | 0 | 2400 | 0 | 0 | 0 | 0 | 0 | 0 | 0 | 0 | 0 | 0 | 0 | 3998 |  | 4323 |  | 2650 | 5808 | 8458 | 4135
Monthly Tot | 117754 | 98592 | 216346 | 135870 |  |  | 245.7469 | Daily Available After Firming | [7 empty] | X |  |  |  |  | 107940 | Sales | 150 | 3900 | Monthly Sales |  |  |  |  | Monthly Tot | 18116 | 15168 | 33284 |  |  |  | 245.7469 | [8 empty] | X | [5 empty] | Daily Sales | 309 | 1236 | Monthly Sales
MWPP Sh Hr | 94 | 94 | -1.8076 |  | 24.99 | 42.4923 | 43.87 | 25.15 | 21.61 | [13 empty] | 2112 | 5136 | Monthly Sales w/Wrap |  |  |  |  | MWPP Sh Hr | 94 | [6 empty] | 25.15 | 21.61 | [13 empty] | 2112
On Peak MW | 2601 | 2528 |  |  | 8924.4084 | 25200 | 13808 | 31200 | 20800 | 0 | 0 | 0 | 0 | 0 | 0 | 0 | 0 | 0 | 0 | 0 |  |  | 2611 | [6 empty] | On Peak MW | 2601 | 2528 | [5 empty] | 0 | 9600 | 0 | 0 | 0 | 0 | 0 | 0 | 0 | 0 | 0 | 0 | 0 |  |  | 2211
Off Peak MW | 1928 | 1264 |  |  | 223020.9661 | 1070805.015 | 605756.96 | 784680 | 449488 | 0 | 0 | 0 | 0 | 0 | 0 | 0 | 0 | 0 | 0 | 0 | [9 empty] | Off Peak MW | 1928 | 1264 | [5 empty] | 0 | 207456 | 0 | 0 | 0 | 0 | 0 | 0 | 0 | 0 | 0 | 0 | 0
|  | Monthly Energy | 249630 |  |  |  |  | TOTAL Resources Purchased | 3341206.9411 | [13 empty] | 54912 | [29 empty] | 8448
|  | Monthly Energy Surplus (- Deficit) | -4693.8658 |  |  |  |  | Apr MWH | 109532.4084 | 43.88% | Monthly Total Resources % | [11 empty] | 67886 | [29 empty] | 8844
|  | Monthly Diversions | 142692 |  |  |  |  | $/MWH | 30.5043 |  |  | Energy | [10 empty] | 145226 | Remaining Energy | [28 empty] | 18528 | Remaining Energy Sun & Holiday
|  | Monthly Diversion Surplus (- Deficit) | -2744 |  |  |  |  | Apr PUR MWH | 61600 |  | Auction | 61600 | [10 empty] | 5082910 | 35 | price | [27 empty] | 648480 | 35 | price
[8 empty] | TOTAL | 1441624 |  | ACES | 0 | [10 empty] | 6524534 | Total Energy Purchases | [28 empty] | 648480 | Total Energy Purchases Sun & Holiday
[8 empty] | PUR $/MWH | 23.403 | [12 empty] | Total Projected Energy/Price | 206826 | 31.546
Days
May | [22 empty] | ENERGY |  | TRANSMISSION |  |  | SHORT(-) |  | May | [7 empty] | Sun & Hol | 6 | [13 empty] | ENERGY |  | TRANSMISSION |  |  | SHORT(-)
[5 empty] | (Firmed MW) |  |  | PSCO | CITI | [13 empty] | REMAINING |  | REMAINING | REMAINING | REMAINING | TRANS TO | [9 empty] | PSCO | CITI | [13 empty] | REMAINING |  | REMAINING | REMAINING | REMAINING | TRANS TO
HE | MWPP | BASELOAD | TOT LOAD | HE | SOLAR | SRP FLEET | HOOVER | PV | PV | [11 empty] | RESOURCES |  | LOAD |  | MEAD | PV | TOTAL | ENERGY |  | HE | MWPP | BASELOAD | TOT LOAD | HE | SOLAR | SRP FLEET | HOOVER | PV | PV | [11 empty] | RESOURCES |  | LOAD |  | MEAD | PV | TOTAL | ENERGY
0100 | 241 | 164 | 405 | 0100 |  | 35 |  |  | 100 | [11 empty] | 135 |  | 270 |  | 142 | 242 | 384 | 114 |  | 0100 | 241 | 164 | 405 | 0100 |  | 35 |  |  | 100 | [11 empty] | 135 |  | 270 |  | 142 | 242 | 384 | 114
0200 | 241 | 164 | 405 | 0200 |  | 35 |  |  | 100 | [11 empty] | 135 |  | 270 |  | 142 | 242 | 384 | 114 |  | 0200 | 241 | 164 | 405 | 0200 |  | 35 |  |  | 100 | [11 empty] | 135 |  | 270 |  | 142 | 242 | 384 | 114
0300 | 241 | 164 | 405 | 0300 |  | 35 |  |  | 100 | [11 empty] | 135 |  | 270 |  | 142 | 242 | 384 | 114 |  | 0300 | 241 | 164 | 405 | 0300 |  | 35 |  |  | 100 | [11 empty] | 135 |  | 270 |  | 142 | 242 | 384 | 114
0400 | 241 | 164 | 405 | 0400 |  | 35 |  |  | 100 | [11 empty] | 135 |  | 270 |  | 142 | 242 | 384 | 114 |  | 0400 | 241 | 164 | 405 | 0400 |  | 35 |  |  | 100 | [11 empty] | 135 |  | 270 |  | 142 | 242 | 384 | 114
0500 | 241 | 164 | 405 | 0500 |  | 35 |  |  | 100 | [11 empty] | 135 |  | 270 |  | 142 | 242 | 384 | 114 |  | 0500 | 241 | 164 | 405 | 0500 |  | 35 |  |  | 100 | [11 empty] | 135 |  | 270 |  | 142 | 242 | 384 | 114
0600 | 241 | 164 | 405 | 0600 |  | 35 |  |  | 100 | [11 empty] | 135 |  | 270 |  | 142 | 242 | 384 | 114 |  | 0600 | 241 | 164 | 405 | 0600 |  | 35 |  |  | 100 | [11 empty] | 135 |  | 270 |  | 142 | 242 | 384 | 114
0700 |  | 164 | 164 | 0700 | 32 | 35 |  | 75 | [12 empty] | 142 |  | 22 |  | 110 | 142 | 252 | 230 |  | 0700 |  | 164 | 164 | 0700 | 32 | 35 |  |  | 100 | [11 empty] | 167 |  | -3 |  | 110 | 242 | 352 | 355
0800 |  | 164 | 164 | 0800 | 32 | 35 |  | 75 | [12 empty] | 142 |  | 22 |  | 110 | 142 | 252 | 230 |  | 0800 |  | 164 | 164 | 0800 | 32 | 35 |  |  | 100 | [11 empty] | 167 |  | -3 |  | 110 | 242 | 352 | 355
0900 | 289 | 164 | 453 | 0900 | 32 | 35 |  | 75 | [12 empty] | 142 |  | 311 |  | 110 | 142 | 252 | -59 |  | 0900 | 289 | 164 | 453 | 0900 | 32 | 35 |  |  | 100 | [11 empty] | 167 |  | 286 |  | 110 | 242 | 352 | 66
1000 | 289 | 164 | 453 | 1000 | 32 | 35 |  | 75 | [12 empty] | 142 |  | 311 |  | 110 | 142 | 252 | -59 |  | 1000 | 289 | 164 | 453 | 1000 | 32 | 35 |  |  | 100 | [11 empty] | 167 |  | 286 |  | 110 | 242 | 352 | 66
1100 | 289 | 164 | 453 | 1100 | 32 | 35 |  | 75 | [12 empty] | 142 |  | 311 |  | 110 | 142 | 252 | -59 |  | 1100 | 289 | 164 | 453 | 1100 | 32 | 35 |  |  | 100 | [11 empty] | 167 |  | 286 |  | 110 | 242 | 352 | 66
1200 | 289 | 164 | 453 | 1200 | 32 | 35 |  | 75 | [12 empty] | 142 |  | 311 |  | 110 | 142 | 252 | -59 |  | 1200 | 289 | 164 | 453 | 1200 | 32 | 35 |  |  | 100 | [11 empty] | 167 |  | 286 |  | 110 | 242 | 352 | 66
1300 | 289 | 164 | 453 | 1300 | 32 | 35 |  | 75 | [12 empty] | 142 |  | 311 |  | 110 | 142 | 252 | -59 |  | 1300 | 289 | 164 | 453 | 1300 | 32 | 35 |  |  | 100 | [11 empty] | 167 |  | 286 |  | 110 | 242 | 352 | 66
1400 | 289 | 164 | 453 | 1400 | 32 | 35 |  | 75 | [12 empty] | 142 |  | 311 |  | 110 | 142 | 252 | -59 |  | 1400 | 289 | 164 | 453 | 1400 | 32 | 35 |  |  | 100 | [11 empty] | 167 |  | 286 |  | 110 | 242 | 352 | 66
1500 | 289 | 164 | 453 | 1500 | 32 | 35 |  | 75 | [12 empty] | 142 |  | 311 |  | 110 | 142 | 252 | -59 |  | 1500 | 289 | 164 | 453 | 1500 | 32 | 35 |  |  | 100 | [11 empty] | 167 |  | 286 |  | 110 | 242 | 352 | 66
1600 | 289 | 164 | 453 | 1600 | 32 | 35 |  | 75 | [12 empty] | 142 |  | 311 |  | 110 | 142 | 252 | -59 |  | 1600 | 289 | 164 | 453 | 1600 | 32 | 35 |  |  | 100 | [11 empty] | 167 |  | 286 |  | 110 | 242 | 352 | 66
1700 | 289 | 164 | 453 | 1700 | 32 | 35 |  | 75 | [12 empty] | 142 |  | 311 |  | 110 | 142 | 252 | -59 |  | 1700 | 289 | 164 | 453 | 1700 | 32 | 35 |  |  | 100 | [11 empty] | 167 |  | 286 |  | 110 | 242 | 352 | 66
1800 | 289 | 164 | 453 | 1800 | 32 | 35 | 42 | 75 | [12 empty] | 184 |  | 269 |  | 68 | 142 | 210 | -59 |  | 1800 | 289 | 164 | 453 | 1800 | 32 | 35 | 42 |  | 100 | [11 empty] | 209 |  | 244 |  | 68 | 242 | 310 | 66
1900 |  | 164 | 164 | 1900 | 32 | 35 | 52 | 75 | [12 empty] | 194 |  | -30 |  | 58 | 142 | 200 | 230 |  | 1900 |  | 164 | 164 | 1900 | 32 | 35 | 52 |  | 100 | [11 empty] | 219 |  | -55 |  | 58 | 242 | 300 | 355
2000 |  | 164 | 164 | 2000 | 32 | 35 | 52 | 75 | [12 empty] | 194 |  | -30 |  | 58 | 142 | 200 | 230 |  | 2000 |  | 164 | 164 | 2000 | 32 | 35 | 52 |  | 100 | [11 empty] | 219 |  | -55 |  | 58 | 242 | 300 | 355
2100 |  | 164 | 164 | 2100 | 32 | 35 | 52 | 75 | [12 empty] | 194 |  | -30 |  | 58 | 142 | 200 | 230 |  | 2100 |  | 164 | 164 | 2100 | 32 | 35 | 52 |  | 100 | [11 empty] | 219 |  | -55 |  | 58 | 242 | 300 | 355
2200 |  | 164 | 164 | 2200 | 32 | 35 | 52 | 75 | [12 empty] | 194 |  | -30 |  | 58 | 142 | 200 | 230 |  | 2200 |  | 164 | 164 | 2200 | 32 | 35 | 52 |  | 100 | [11 empty] | 219 |  | -55 |  | 58 | 242 | 300 | 355
2300 | 241 | 164 | 405 | 2300 |  | 35 |  |  | 100 | [11 empty] | 135 |  | 270 |  | 142 | 242 | 384 | 114 |  | 2300 | 241 | 164 | 405 | 2300 |  | 35 |  |  | 100 | [11 empty] | 135 |  | 270 |  | 142 | 242 | 384 | 114
2400 | 241 | 164 | 405 | 2400 |  | 35 |  |  | 100 | [11 empty] | 135 |  | 270 |  | 142 | 242 | 384 | 114 |  | 2400 | 241 | 164 | 405 | 2400 |  | 35 |  |  | 100 | [11 empty] | 135 |  | 270 |  | 142 | 242 | 384 | 114
Daily Tot | 4818 | 3936 | 8754 | MWPP Tot | 512 | 840 | 250 | 1200 | 800 | 0 | 0 | 0 | 0 | 0 | 0 | 0 | 0 | 0 | 0 | 0 | 3602 |  | 5152 |  | 2646 | 4208 | 6854 | 1702 |  | Daily Tot | 4818 | 3936 | 8754 |  | 512 | 840 | 250 | 0 | 2400 | 0 | 0 | 0 | 0 | 0 | 0 | 0 | 0 | 0 | 0 | 0 | 4002 |  | 4752 |  | 2646 | 5808 | 8454 | 3702
Monthly Tot | 120450 | 98400 | 218850 | 149358 |  |  | 249.9237 | Daily Available After Firming | [7 empty] | X |  |  |  |  | 111662 | Sales | 120 | 3000 | Monthly Sales |  |  |  |  | Monthly Tot | 28908 | 23616 | 52524 |  |  |  | 249.9237 | [14 empty] | Daily Sales | 226 | 1356 | Monthly Sales
MWPP Sh Hr | 100 | 100 | 0.30027 |  | 24.99 | 41.5897 | 43.87 | 25.15 | 21.61 | [13 empty] | 2160 | 4356 | Monthly Sales w/Wrap |  |  |  |  | MWPP Sh Hr | 100 | [6 empty] | 25.15 | 21.61 | [13 empty] | 2160
On Peak MW | 2890 | 2624 |  |  | 10217.6332 | 26040 | 13402 | 30000 | 20000 | 0 | 0 | 0 | 0 | 0 | 0 | 0 | 0 | 0 | 0 | 0 |  |  | 2992 | [6 empty] | On Peak MW | 2890 | 2624 | [5 empty] | 0 | 14400 | 0 | 0 | 0 | 0 | 0 | 0 | 0 | 0 | 0 | 0 | 0 |  |  | 2592
Off Peak MW | 1928 | 1312 |  |  | 255338.6545 | 1082995.137 | 587945.74 | 754500 | 432200 | 0 | 0 | 0 | 0 | 0 | 0 | 0 | 0 | 0 | 0 | 0 | [9 empty] | Off Peak MW | 1928 | 1312 | [5 empty] | 0 | 311184 | 0 | 0 | 0 | 0 | 0 | 0 | 0 | 0 | 0 | 0 | 0
|  | Monthly Energy | 271374 |  |  |  |  | TOTAL Resources Purchased | 3424163.5315 | [13 empty] | 54000 | [29 empty] | 12960
|  | Monthly Energy Surplus (- Deficit) | 322.3388 |  |  |  |  | May MWH | 114059.6332 | 42.03% | Monthly Total Resources % | [11 empty] | 74800 | [29 empty] | 15552
|  | Monthly Diversions | 156860 |  |  |  |  | $/MWH | 30.0208 |  |  | Energy | [10 empty] | 161668 | Remaining Energy | [28 empty] | 29868 | Remaining Energy Sun & Holiday
|  | Monthly Diversion Surplus (- Deficit) | 471 |  |  |  |  | May PUR MWH | 64400 |  | Auction | 64400 | [10 empty] | 5658380 | 35 | price | [27 empty] | 1045380 | 35 | price
[8 empty] | TOTAL | 1497884 |  | ACES | 0 | [10 empty] | 7156264 | Total Energy Purchases | [28 empty] | 1045380 | Total Energy Purchases Sun & Holiday
[8 empty] | PUR $/MWH | 23.2591 | [12 empty] | Total Projected Energy/Price | 226068 | 31.6554
Days
June | [19 empty] | WAPA Firming |  |  | ENERGY |  | TRANSMISSION |  |  | SHORT(-) |  | June | [7 empty] | Sun & Hol | 4 | [10 empty] | WAPA Firming |  |  | ENERGY |  | TRANSMISSION |  |  | SHORT(-)
[5 empty] | (Firmed MW) |  |  | PSCO | CITI | [8 empty] | IID |  | PSCO |  |  | REMAINING |  | REMAINING | REMAINING | REMAINING | TRANS TO | [9 empty] | PSCO | CITI | [10 empty] | PSCO |  |  | REMAINING |  | REMAINING | REMAINING | REMAINING | TRANS TO
HE | MWPP | BASELOAD | TOT LOAD | HE | SOLAR | SRP FLEET | HOOVER | PV | PV | [8 empty] | LIB |  | PV | RESOURCES |  | LOAD |  | MEAD | PV | TOTAL | ENERGY |  | HE | MWPP | BASELOAD | TOT LOAD | HE | SOLAR | SRP FLEET | HOOVER | PV | PV | [10 empty] | PV | RESOURCES |  | LOAD |  | MEAD | PV | TOTAL | ENERGY
0100 | 146 | 86 | 232 | 0100 |  | 35 |  |  | 100 | [11 empty] | 135 |  | 97 |  | 142 | 117 | 259 | 162 |  | 0100 | 146 | 86 | 232 | 0100 |  | 35 |  |  | 100 | [11 empty] | 135 |  | 97 |  | 142 | 117 | 259 | 162
0200 | 146 | 86 | 232 | 0200 |  | 35 |  |  | 100 | [11 empty] | 135 |  | 97 |  | 142 | 117 | 259 | 162 |  | 0200 | 146 | 86 | 232 | 0200 |  | 35 |  |  | 100 | [11 empty] | 135 |  | 97 |  | 142 | 117 | 259 | 162
0300 | 146 | 86 | 232 | 0300 |  | 35 |  |  | 100 | [11 empty] | 135 |  | 97 |  | 142 | 117 | 259 | 162 |  | 0300 | 146 | 86 | 232 | 0300 |  | 35 |  |  | 100 | [11 empty] | 135 |  | 97 |  | 142 | 117 | 259 | 162
0400 | 146 | 86 | 232 | 0400 |  | 35 |  |  | 100 | [11 empty] | 135 |  | 97 |  | 142 | 117 | 259 | 162 |  | 0400 | 146 | 86 | 232 | 0400 |  | 35 |  |  | 100 | [11 empty] | 135 |  | 97 |  | 142 | 117 | 259 | 162
0500 | 146 | 86 | 232 | 0500 |  | 35 |  |  | 100 | [11 empty] | 135 |  | 97 |  | 142 | 117 | 259 | 162 |  | 0500 | 146 | 86 | 232 | 0500 |  | 35 |  |  | 100 | [11 empty] | 135 |  | 97 |  | 142 | 117 | 259 | 162
0600 | 146 | 86 | 232 | 0600 |  | 35 |  |  | 100 | [11 empty] | 135 |  | 97 |  | 142 | 117 | 259 | 162 |  | 0600 | 146 | 86 | 232 | 0600 |  | 35 |  |  | 100 | [11 empty] | 135 |  | 97 |  | 142 | 117 | 259 | 162
0700 |  | 86 | 86 | 0700 | 32 | 35 |  | 75 | [11 empty] | -15 | 127 |  | -41 |  | 110 | 142 | 252 | 293 |  | 0700 | 98 | 86 | 184 | 0700 | 32 | 35 |  |  | 100 | [10 empty] | -15 | 152 |  | 32 |  | 110 | 117 | 227 | 195
0800 |  | 86 | 86 | 0800 | 32 | 35 |  | 75 | [11 empty] | -15 | 127 |  | -41 |  | 110 | 142 | 252 | 293 |  | 0800 | 98 | 86 | 184 | 0800 | 32 | 35 |  |  | 100 | [10 empty] | -15 | 152 |  | 32 |  | 110 | 117 | 227 | 195
0900 | 146 | 86 | 232 | 0900 | 32 | 35 |  | 75 | [11 empty] | -15 | 127 |  | 105 |  | 110 | 142 | 252 | 147 |  | 0900 | 98 | 86 | 184 | 0900 | 32 | 35 |  |  | 100 | [10 empty] | -15 | 152 |  | 32 |  | 110 | 117 | 227 | 195
1000 | 146 | 86 | 232 | 1000 | 32 | 35 |  | 75 | [11 empty] | -15 | 127 |  | 105 |  | 110 | 142 | 252 | 147 |  | 1000 | 98 | 86 | 184 | 1000 | 32 | 35 |  |  | 100 | [10 empty] | -15 | 152 |  | 32 |  | 110 | 117 | 227 | 195
1100 | 146 | 86 | 232 | 1100 | 32 | 35 |  | 75 | [11 empty] | -15 | 127 |  | 105 |  | 110 | 142 | 252 | 147 |  | 1100 | 98 | 86 | 184 | 1100 | 32 | 35 |  |  | 100 | [10 empty] | -15 | 152 |  | 32 |  | 110 | 117 | 227 | 195
1200 | 146 | 86 | 232 | 1200 | 32 | 35 |  | 75 | [11 empty] | -15 | 127 |  | 105 |  | 110 | 142 | 252 | 147 |  | 1200 | 98 | 86 | 184 | 1200 | 32 | 35 |  |  | 100 | [10 empty] | -15 | 152 |  | 32 |  | 110 | 117 | 227 | 195
1300 |  | 86 | 86 | 1300 | 32 | 35 |  | 75 | [11 empty] | -15 | 127 |  | -41 |  | 110 | 142 | 252 | 293 |  | 1300 | 98 | 86 | 184 | 1300 | 32 | 35 |  |  | 100 | [10 empty] | -15 | 152 |  | 32 |  | 110 | 117 | 227 | 195
1400 |  | 86 | 86 | 1400 | 32 | 35 |  | 75 | [11 empty] | -15 | 127 |  | -41 |  | 110 | 142 | 252 | 293 |  | 1400 | 98 | 86 | 184 | 1400 | 32 | 35 |  |  | 100 | [10 empty] | -15 | 152 |  | 32 |  | 110 | 117 | 227 | 195
1500 |  | 86 | 86 | 1500 | 32 | 35 |  | 75 | [9 empty] | -25 |  | -15 | 102 |  | -16 |  | 110 | 142 | 252 | 268 |  | 1500 | 49 | 86 | 135 | 1500 | 32 | 35 |  |  | 100 | [10 empty] | -15 | 152 |  | -17 |  | 110 | 117 | 227 | 244
1600 |  | 86 | 86 | 1600 | 32 | 35 | 69 | 75 | [9 empty] | -25 |  | -15 | 171 |  | -85 |  | 41 | 142 | 183 | 268 |  | 1600 |  | 86 | 86 | 1600 | 32 | 35 | 69 |  | 100 | [10 empty] | -15 | 221 |  | -135 |  | 41 | 117 | 158 | 293
1700 |  | 86 | 86 | 1700 | 32 | 35 | 69 | 75 | [9 empty] | -25 |  | -15 | 171 |  | -85 |  | 41 | 142 | 183 | 268 |  | 1700 |  | 86 | 86 | 1700 | 32 | 35 | 69 |  | 100 | [10 empty] | -15 | 221 |  | -135 |  | 41 | 117 | 158 | 293
1800 |  | 86 | 86 | 1800 | 32 | 35 | 69 | 75 | [9 empty] | -25 |  | -15 | 171 |  | -85 |  | 41 | 142 | 183 | 268 |  | 1800 |  | 86 | 86 | 1800 | 32 | 35 | 69 |  | 100 | [10 empty] | -15 | 221 |  | -135 |  | 41 | 117 | 158 | 293
1900 |  | 86 | 86 | 1900 | 32 | 35 | 70 | 75 | [9 empty] | -25 |  | -15 | 172 |  | -86 |  | 40 | 142 | 182 | 268 |  | 1900 |  | 86 | 86 | 1900 | 32 | 35 | 70 |  | 100 | [10 empty] | -15 | 222 |  | -136 |  | 40 | 117 | 157 | 293
2000 |  | 86 | 86 | 2000 | 32 | 35 | 69 | 75 | [9 empty] | -25 |  | -15 | 171 |  | -85 |  | 41 | 142 | 183 | 268 |  | 2000 |  | 86 | 86 | 2000 | 32 | 35 | 69 |  | 100 | [10 empty] | -15 | 221 |  | -135 |  | 41 | 117 | 158 | 293
2100 |  | 86 | 86 | 2100 | 32 | 35 | 69 | 75 | [9 empty] | -25 |  | -15 | 171 |  | -85 |  | 41 | 142 | 183 | 268 |  | 2100 |  | 86 | 86 | 2100 | 32 | 35 | 69 |  | 100 | [10 empty] | -15 | 221 |  | -135 |  | 41 | 117 | 158 | 293
2200 |  | 86 | 86 | 2200 | 32 | 35 | 69 | 75 | [9 empty] | -25 |  | -15 | 171 |  | -85 |  | 41 | 142 | 183 | 268 |  | 2200 |  | 86 | 86 | 2200 | 32 | 35 | 69 |  | 100 | [10 empty] | -15 | 221 |  | -135 |  | 41 | 117 | 158 | 293
2300 | 146 | 86 | 232 | 2300 |  | 35 |  |  | 100 | [11 empty] | 135 |  | 97 |  | 142 | 117 | 259 | 162 |  | 2300 | 146 | 86 | 232 | 2300 |  | 35 |  |  | 100 | [11 empty] | 135 |  | 97 |  | 142 | 117 | 259 | 162
2400 | 146 | 86 | 232 | 2400 |  | 35 |  |  | 100 | [11 empty] | 135 |  | 97 |  | 142 | 117 | 259 | 162 |  | 2400 | 146 | 86 | 232 | 2400 |  | 35 |  |  | 100 | [11 empty] | 135 |  | 97 |  | 142 | 117 | 259 | 162
Daily Tot | 1752 | 2064 | 3816 | MWPP Tot | 512 | 840 | 484 | 1200 | 800 | 0 | 0 | 0 | 0 | 0 | 0 | 0 | 0 | -200 | 0 | -240 | 3396 |  | 420 |  | 2412 | 3208 | 5620 | 5200 |  | Daily Tot | 2001 | 2064 | 4065 |  | 512 | 840 | 484 | 0 | 2400 | 0 | 0 | 0 | 0 | 0 | 0 | 0 | 0 | 0 | 0 | -240 | 3996 |  | 69 |  | 2412 | 2808 | 5220 | 5151
Monthly Tot | 45552 | 53664 | 99216 | 53556 |  |  | 484.2692 | Daily Available After Firming | [12 empty] | 101880 | Sales | 776 | 20176 | Monthly Sales |  |  |  |  | Monthly Tot | 8004 | 8256 | 16260 |  |  |  | 484.2692 | [14 empty] | Daily Sales | 963 | 3852 | Monthly Sales
MWPP Sh Hr | 36 | 36.6667 | 6.3468 |  | 24.99 | 42.021 | 43.87 | 25.15 | 21.61 | [8 empty] | 310 |  |  |  |  | 776 | 24028 | Monthly Sales w/Wrap |  |  |  |  | MWPP Sh Hr | 41 | [6 empty] | 25.15 | 21.61 | [10 empty] | 25.15 |  |  | 776
On Peak MW | 584 | 1376 |  |  | 10005.076 | 25200 | 12683 | 31200 | 20800 | 0 | 0 | 0 | 0 | 0 | 0 | 0 | 0 | -5200 | 0 | -6240 |  |  | -356 | 15912 | Monthly Super |  |  |  |  | On Peak MW | 833 | 1376 | [5 empty] | 0 | 9600 | 0 | 0 | 0 | 0 | 0 | 0 | 0 | 0 | 0 | 0 | -960 |  |  | -707
Off Peak MW | 1168 | 688 |  |  | 250026.8499 | 1058929.2 | 556403.21 | 784680 | 449488 | 0 | 0 | 0 | 0 | 0 | 0 | 0 | 0 | -1612000 | 0 | 0 |  |  |  | 19764 | Monthly Super w/wrap |  |  |  |  | Off Peak MW | 1168 | 688 | [5 empty] | 0 | 207456 | 0 | 0 | 0 | 0 | 0 | 0 | 0 | 0 | 0 | 0 | -24144
|  | Monthly Energy | 115476 |  |  |  |  | TOTAL Resources Purchased | 1694983.2599 | [13 empty] | 20176 | [29 empty] | 3104
|  | Monthly Energy Surplus (- Deficit) | 13711.3386 |  |  |  |  | Jun MWH | 104288.076 | 90.31% | Monthly Total Resources % | [11 empty] | -9256 | [29 empty] | -2828
|  | Monthly Diversions | 57200 |  |  |  |  | $/MWH | 16.2529 | 105.1% |  | Energy | [10 empty] | 35224 | Remaining Energy | [28 empty] | 4128 | Remaining Energy Sun & Holiday
|  | Monthly Diversion Surplus (- Deficit) | 9901 |  |  |  |  | Jun PUR MWH | 61600 |  | Auction | 61600 | [10 empty] | 1761200 | 50 | price | [27 empty] | 206400 | 50 | price
[8 empty] | TOTAL | 1441624 |  | ACES | -5200 | [10 empty] | 3202824 | Total Energy Purchases | [28 empty] | 206400 | Total Energy Purchases Sun & Holiday
[8 empty] | PUR $/MWH | 23.403 | [12 empty] | Total Projected Energy/Price | 96824 | 33.0788
[26 empty] | Inc SRP Swap | [12 empty] | Days
July | [11 empty] | 7x8 | 7x8 | [9 empty] | ENERGY |  | TRANSMISSION |  |  | SHORT(-) |  | July | [7 empty] | Sun & Hol | 6 | [13 empty] | ENERGY |  | TRANSMISSION |  |  | SHORT(-)
[5 empty] | (Firmed MW) |  |  | EXELON | PSCO | CITI | [7 empty] | IID |  | Firming |  |  | REMAINING |  | REMAINING | REMAINING | REMAINING | TRANS TO | [9 empty] | EXELON | PSCO | CITI | [9 empty] | Firming |  |  | REMAINING |  | REMAINING | REMAINING | REMAINING | TRANS TO
HE | MWPP | BASELOAD | TOT LOAD | HE | SOLAR | SRP FLEET | HOOVER | PV | PV | PV | [7 empty] | LIB |  | PV | RESOURCES |  | LOAD |  | MEAD | PV | TOTAL | ENERGY |  | HE | MWPP | BASELOAD | TOT LOAD | HE | SOLAR | SRP FLEET | HOOVER | PV | PV | PV | [9 empty] | PV | RESOURCES |  | LOAD |  | MEAD | PV | TOTAL | ENERGY
0100 | 98 | 61 | 159 | 0100 |  | 35 |  |  | 50 | 50 | [10 empty] | 135 |  | 24 |  | 142 | 117 | 259 | 235 |  | 0100 | 98 | 61 | 159 | 0100 |  | 35 |  |  | 50 | 50 | [10 empty] | 135 |  | 24 |  | 142 | 117 | 259 | 235
0200 | 98 | 61 | 159 | 0200 |  | 35 |  |  | 50 | 50 | [10 empty] | 135 |  | 24 |  | 142 | 117 | 259 | 235 |  | 0200 | 98 | 61 | 159 | 0200 |  | 35 |  |  | 50 | 50 | [10 empty] | 135 |  | 24 |  | 142 | 117 | 259 | 235
0300 | 98 | 61 | 159 | 0300 |  | 35 |  |  | 50 | 50 | [10 empty] | 135 |  | 24 |  | 142 | 117 | 259 | 235 |  | 0300 | 98 | 61 | 159 | 0300 |  | 35 |  |  | 50 | 50 | [10 empty] | 135 |  | 24 |  | 142 | 117 | 259 | 235
0400 | 98 | 61 | 159 | 0400 |  | 35 |  |  | 50 | 50 | [10 empty] | 135 |  | 24 |  | 142 | 117 | 259 | 235 |  | 0400 | 98 | 61 | 159 | 0400 |  | 35 |  |  | 50 | 50 | [10 empty] | 135 |  | 24 |  | 142 | 117 | 259 | 235
0500 | 98 | 61 | 159 | 0500 |  | 35 |  |  | 50 | 50 | [10 empty] | 135 |  | 24 |  | 142 | 117 | 259 | 235 |  | 0500 | 98 | 61 | 159 | 0500 |  | 35 |  |  | 50 | 50 | [10 empty] | 135 |  | 24 |  | 142 | 117 | 259 | 235
0600 | 98 | 61 | 159 | 0600 |  | 35 |  |  | 50 | 50 | [10 empty] | 135 |  | 24 |  | 142 | 117 | 259 | 235 |  | 0600 | 98 | 61 | 159 | 0600 |  | 35 |  |  | 50 | 50 | [10 empty] | 135 |  | 24 |  | 142 | 117 | 259 | 235
0700 |  | 61 | 61 | 0700 | 30 | 35 |  | 15 | [11 empty] | -15 | 65 |  | -4 |  | 112 | 102 | 214 | 218 |  | 0700 |  | 61 | 61 | 0700 | 30 | 35 |  | 15 | 50 | 50 | [9 empty] | -15 | 165 |  | -104 |  | 112 | 102 | 214 | 318
0800 |  | 61 | 61 | 0800 | 30 | 35 |  | 15 | [11 empty] | -15 | 65 |  | -4 |  | 112 | 102 | 214 | 218 |  | 0800 |  | 61 | 61 | 0800 | 30 | 35 |  | 15 | 50 | 50 | [9 empty] | -15 | 165 |  | -104 |  | 112 | 102 | 214 | 318
0900 |  | 61 | 61 | 0900 | 30 | 35 |  | 15 | [11 empty] | -15 | 65 |  | -4 |  | 112 | 102 | 214 | 218 |  | 0900 |  | 61 | 61 | 0900 | 30 | 35 |  | 15 | 50 | 50 | [9 empty] | -15 | 165 |  | -104 |  | 112 | 102 | 214 | 318
1000 |  | 61 | 61 | 1000 | 30 | 35 |  | 15 | [11 empty] | -15 | 65 |  | -4 |  | 112 | 102 | 214 | 218 |  | 1000 |  | 61 | 61 | 1000 | 30 | 35 |  | 15 | 50 | 50 | [9 empty] | -15 | 165 |  | -104 |  | 112 | 102 | 214 | 318
1100 |  | 61 | 61 | 1100 | 30 | 35 |  | 15 | [11 empty] | -15 | 65 |  | -4 |  | 112 | 102 | 214 | 218 |  | 1100 |  | 61 | 61 | 1100 | 30 | 35 |  | 15 | 50 | 50 | [9 empty] | -15 | 165 |  | -104 |  | 112 | 102 | 214 | 318
1200 |  | 61 | 61 | 1200 | 30 | 35 |  | 15 | [11 empty] | -15 | 65 |  | -4 |  | 112 | 102 | 214 | 218 |  | 1200 |  | 61 | 61 | 1200 | 30 | 35 |  | 15 | 50 | 50 | [9 empty] | -15 | 165 |  | -104 |  | 112 | 102 | 214 | 318
1300 |  | 61 | 61 | 1300 | 30 | 35 |  | 15 | [11 empty] | -15 | 65 |  | -4 |  | 112 | 102 | 214 | 218 |  | 1300 |  | 61 | 61 | 1300 | 30 | 35 |  | 15 | 50 | 50 | [9 empty] | -15 | 165 |  | -104 |  | 112 | 102 | 214 | 318
1400 |  | 61 | 61 | 1400 | 30 | 35 |  | 15 | [11 empty] | -15 | 65 |  | -4 |  | 112 | 102 | 214 | 218 |  | 1400 |  | 61 | 61 | 1400 | 30 | 35 |  | 15 | 50 | 50 | [9 empty] | -15 | 165 |  | -104 |  | 112 | 102 | 214 | 318
1500 |  | 61 | 61 | 1500 | 30 | 35 | 53 | 15 | [9 empty] | -25 |  | -15 | 93 |  | -32 |  | 59 | 102 | 161 | 193 |  | 1500 |  | 61 | 61 | 1500 | 30 | 35 | 53 | 15 | 50 | 50 | [9 empty] | -15 | 218 |  | -157 |  | 59 | 102 | 161 | 318
1600 |  | 61 | 61 | 1600 | 30 | 35 | 54 | 15 | [9 empty] | -25 |  | -15 | 94 |  | -33 |  | 58 | 102 | 160 | 193 |  | 1600 |  | 61 | 61 | 1600 | 30 | 35 | 54 | 15 | 50 | 50 | [9 empty] | -15 | 219 |  | -158 |  | 58 | 102 | 160 | 318
1700 |  | 61 | 61 | 1700 | 30 | 35 | 54 | 15 | [9 empty] | -25 |  | -15 | 94 |  | -33 |  | 58 | 102 | 160 | 193 |  | 1700 |  | 61 | 61 | 1700 | 30 | 35 | 54 | 15 | 50 | 50 | [9 empty] | -15 | 219 |  | -158 |  | 58 | 102 | 160 | 318
1800 |  | 61 | 61 | 1800 | 30 | 35 | 54 | 15 | [9 empty] | -25 |  | -15 | 94 |  | -33 |  | 58 | 102 | 160 | 193 |  | 1800 |  | 61 | 61 | 1800 | 30 | 35 | 54 | 15 | 50 | 50 | [9 empty] | -15 | 219 |  | -158 |  | 58 | 102 | 160 | 318
1900 |  | 61 | 61 | 1900 | 30 | 35 | 54 | 15 | [9 empty] | -25 |  | -15 | 94 |  | -33 |  | 58 | 102 | 160 | 193 |  | 1900 |  | 61 | 61 | 1900 | 30 | 35 | 54 | 15 | 50 | 50 | [9 empty] | -15 | 219 |  | -158 |  | 58 | 102 | 160 | 318
2000 |  | 61 | 61 | 2000 | 30 | 35 | 54 | 15 | [9 empty] | -25 |  | -15 | 94 |  | -33 |  | 58 | 102 | 160 | 193 |  | 2000 |  | 61 | 61 | 2000 | 30 | 35 | 54 | 15 | 50 | 50 | [9 empty] | -15 | 219 |  | -158 |  | 58 | 102 | 160 | 318
2100 |  | 61 | 61 | 2100 | 30 | 35 | 54 | 15 | [9 empty] | -25 |  | -15 | 94 |  | -33 |  | 58 | 102 | 160 | 193 |  | 2100 |  | 61 | 61 | 2100 | 30 | 35 | 54 | 15 | 50 | 50 | [9 empty] | -15 | 219 |  | -158 |  | 58 | 102 | 160 | 318
2200 |  | 61 | 61 | 2200 | 30 | 35 | 54 | 15 | [9 empty] | -25 |  | -15 | 94 |  | -33 |  | 58 | 102 | 160 | 193 |  | 2200 |  | 61 | 61 | 2200 | 30 | 35 | 54 | 15 | 50 | 50 | [9 empty] | -15 | 219 |  | -158 |  | 58 | 102 | 160 | 318
2300 | 49 | 61 | 110 | 2300 |  | 35 |  |  | 50 | 50 | [10 empty] | 135 |  | -25 |  | 142 | 117 | 259 | 284 |  | 2300 | 98 | 61 | 159 | 2300 |  | 35 |  |  | 50 | 50 | [10 empty] | 135 |  | 24 |  | 142 | 117 | 259 | 235
2400 | 49 | 61 | 110 | 2400 |  | 35 |  |  | 50 | 50 | [10 empty] | 135 |  | -25 |  | 142 | 117 | 259 | 284 |  | 2400 | 98 | 61 | 159 | 2400 |  | 35 |  |  | 50 | 50 | [10 empty] | 135 |  | 24 |  | 142 | 117 | 259 | 235
Daily Tot | 686 | 1464 | 2150 | MWPP Tot | 480 | 840 | 431 | 240 | 400 | 400 | 0 | 0 | 0 | 0 | 0 | 0 | 0 | -200 | 0 | -240 | 2351 |  | -201 |  | 2497 | 2568 | 5065 | 5266 |  | Daily Tot | 784 | 1464 | 2248 |  | 480 | 840 | 431 | 240 | 1200 | 1200 | 0 | 0 | 0 | 0 | 0 | 0 | 0 | 0 | 0 | -240 | 4151 |  | -1903 |  | 2497 | 2568 | 5065 | 6968
Monthly Tot | 17150 | 36600 | 53750 | 21854 |  |  | 406.261 | Daily Available After Firming | [12 empty] | 72881 | Sales | 345 | 8625 | Monthly Sales |  |  |  |  | Monthly Tot | 4704 | 8784 | 13488 |  |  |  | 406.261 | [14 empty] | Daily Sales | 2095 | 12570 | Monthly Sales
MWPP Sh Hr | 14 | 14.3871 | -0.69045 |  | 24.99 | 49.3615 | 43.87 | 61.49 | 30.9 | 30.93 | [7 empty] | 310 |  |  |  |  | 94 | 21195 | Monthly Sales w/Wrap |  |  |  |  | MWPP Sh Hr | 16 | [6 empty] | 61.49 | 30.9 | 30.93 | [9 empty] | 61 |  |  | 192
On Peak MW | 0 | 976 |  |  | 9031.0921 | 26040 | 11003 | 6000 | 10000 | 10000 | 0 | 0 | 0 | 0 | 0 | 0 | 0 | -5000 | 0 | -6000 |  |  | -295 | 6575 | Monthly Super |  |  |  |  | On Peak MW | 0 | 976 | [5 empty] | 1440 | 7200 | 7200 | 0 | 0 | 0 | 0 | 0 | 0 | 0 | 0 | 0 | -1440 |  |  | -2095
Off Peak MW | 686 | 488 |  |  | 225686.9905 | 1285373.7855 | 482701.61 | 368940 | 309000 | 309300 | 0 | 0 | 0 | 0 | 0 | 0 | 0 | -1550000 | 0 | 0 |  |  |  | 14153 | Monthly Super w/wrap |  |  |  |  | Off Peak MW | 784 | 488 | [5 empty] | 88545.6 | 222480 | 222696 | 0 | 0 | 0 | 0 | 0 | 0 | 0 | 0 | 0 | -87840
|  | Monthly Energy | 67238 |  |  |  |  | TOTAL Resources Purchased | 1964723.986 | [13 empty] | 2350 | [29 empty] | 1152
|  | Monthly Energy Surplus (- Deficit) | -629.8336 |  |  |  |  | Jul MWH | 82914.0921 | 123.3% | Monthly Total Resources % | [11 empty] | -7375 | [29 empty] | -12570
|  | Monthly Diversions | 23192 |  |  |  |  | $/MWH | 23.6959 | 154.3% |  | Energy | [10 empty] | 4752 | Remaining Energy | [28 empty] | 1152 | Remaining Energy Sun & Holiday
|  | Monthly Diversion Surplus (- Deficit) | -1113 |  |  |  |  | Jul PUR MWH | 41840 |  | Auction | 41840 | [10 empty] | 332640 | 70 | price | [27 empty] | 80640 | 70 | price
[8 empty] | TOTAL | 1520961.6 |  | ACES | -5000 | [10 empty] | 1853601.6 | Total Energy Purchases | [28 empty] | 80640 | Total Energy Purchases Sun & Holiday
[8 empty] | PUR $/MWH | 36.3519 | [12 empty] | Total Projected Energy/Price | 46592 | 39.7837
[26 empty] | Inc SRP Swap | [12 empty] | Days
August | [11 empty] | 7x8 | 7x8 | [9 empty] | ENERGY |  | TRANSMISSION |  |  | SHORT(-) |  | August | [7 empty] | Sun & Hol | 4 | [13 empty] | ENERGY |  | TRANSMISSION |  |  | SHORT(-)
[5 empty] | (Firmed MW) |  |  | EXELON | PSCO | CITI | [7 empty] | IID |  | Firming |  |  | REMAINING |  | REMAINING | REMAINING | REMAINING | TRANS TO | [9 empty] | EXELON | PSCO | CITI | [9 empty] | Firming |  |  | REMAINING |  | REMAINING | REMAINING | REMAINING | TRANS TO
HE | MWPP | BASELOAD | TOT LOAD | HE | SOLAR | SRP FLEET | HOOVER | PV | PV | PV | [7 empty] | LIB |  | PV | RESOURCES |  | LOAD |  | MEAD | PV | TOTAL | ENERGY |  | HE | MWPP | BASELOAD | TOT LOAD | HE | SOLAR | SRP FLEET | HOOVER | PV | PV | PV | [9 empty] | PV | RESOURCES |  | LOAD |  | MEAD | PV | TOTAL | ENERGY
0100 | 98 | 55 | 153 | 0100 |  | 35 |  |  | 50 | 50 | [10 empty] | 135 |  | 18 |  | 142 | 117 | 259 | 241 |  | 0100 | 98 | 55 | 153 | 0100 |  | 35 |  |  | 50 | 50 | [10 empty] | 135 |  | 18 |  | 142 | 117 | 259 | 241
0200 | 98 | 55 | 153 | 0200 |  | 35 |  |  | 50 | 50 | [10 empty] | 135 |  | 18 |  | 142 | 117 | 259 | 241 |  | 0200 | 98 | 55 | 153 | 0200 |  | 35 |  |  | 50 | 50 | [10 empty] | 135 |  | 18 |  | 142 | 117 | 259 | 241
0300 | 98 | 55 | 153 | 0300 |  | 35 |  |  | 50 | 50 | [10 empty] | 135 |  | 18 |  | 142 | 117 | 259 | 241 |  | 0300 | 98 | 55 | 153 | 0300 |  | 35 |  |  | 50 | 50 | [10 empty] | 135 |  | 18 |  | 142 | 117 | 259 | 241
0400 | 98 | 55 | 153 | 0400 |  | 35 |  |  | 50 | 50 | [10 empty] | 135 |  | 18 |  | 142 | 117 | 259 | 241 |  | 0400 | 98 | 55 | 153 | 0400 |  | 35 |  |  | 50 | 50 | [10 empty] | 135 |  | 18 |  | 142 | 117 | 259 | 241
0500 | 98 | 55 | 153 | 0500 |  | 35 |  |  | 50 | 50 | [10 empty] | 135 |  | 18 |  | 142 | 117 | 259 | 241 |  | 0500 | 98 | 55 | 153 | 0500 |  | 35 |  |  | 50 | 50 | [10 empty] | 135 |  | 18 |  | 142 | 117 | 259 | 241
0600 | 98 | 55 | 153 | 0600 |  | 35 |  |  | 50 | 50 | [10 empty] | 135 |  | 18 |  | 142 | 117 | 259 | 241 |  | 0600 | 98 | 55 | 153 | 0600 |  | 35 |  |  | 50 | 50 | [10 empty] | 135 |  | 18 |  | 142 | 117 | 259 | 241
0700 |  | 55 | 55 | 0700 | 30 | 35 |  | 15 | [11 empty] | -15 | 65 |  | -10 |  | 112 | 102 | 214 | 224 |  | 0700 |  | 55 | 55 | 0700 | 30 | 35 |  | 15 | 50 | 50 | [9 empty] | -15 | 165 |  | -110 |  | 112 | 102 | 214 | 324
0800 |  | 55 | 55 | 0800 | 30 | 35 |  | 15 | [11 empty] | -15 | 65 |  | -10 |  | 112 | 102 | 214 | 224 |  | 0800 |  | 55 | 55 | 0800 | 30 | 35 |  | 15 | 50 | 50 | [9 empty] | -15 | 165 |  | -110 |  | 112 | 102 | 214 | 324
0900 |  | 55 | 55 | 0900 | 30 | 35 |  | 15 | [11 empty] | -15 | 65 |  | -10 |  | 112 | 102 | 214 | 224 |  | 0900 |  | 55 | 55 | 0900 | 30 | 35 |  | 15 | 50 | 50 | [9 empty] | -15 | 165 |  | -110 |  | 112 | 102 | 214 | 324
1000 |  | 55 | 55 | 1000 | 30 | 35 |  | 15 | [11 empty] | -15 | 65 |  | -10 |  | 112 | 102 | 214 | 224 |  | 1000 |  | 55 | 55 | 1000 | 30 | 35 |  | 15 | 50 | 50 | [9 empty] | -15 | 165 |  | -110 |  | 112 | 102 | 214 | 324
1100 |  | 55 | 55 | 1100 | 30 | 35 |  | 15 | [11 empty] | -15 | 65 |  | -10 |  | 112 | 102 | 214 | 224 |  | 1100 |  | 55 | 55 | 1100 | 30 | 35 |  | 15 | 50 | 50 | [9 empty] | -15 | 165 |  | -110 |  | 112 | 102 | 214 | 324
1200 |  | 55 | 55 | 1200 | 30 | 35 |  | 15 | [11 empty] | -15 | 65 |  | -10 |  | 112 | 102 | 214 | 224 |  | 1200 |  | 55 | 55 | 1200 | 30 | 35 |  | 15 | 50 | 50 | [9 empty] | -15 | 165 |  | -110 |  | 112 | 102 | 214 | 324
1300 |  | 55 | 55 | 1300 | 30 | 35 |  | 15 | [11 empty] | -15 | 65 |  | -10 |  | 112 | 102 | 214 | 224 |  | 1300 |  | 55 | 55 | 1300 | 30 | 35 |  | 15 | 50 | 50 | [9 empty] | -15 | 165 |  | -110 |  | 112 | 102 | 214 | 324
1400 |  | 55 | 55 | 1400 | 30 | 35 |  | 15 | [11 empty] | -15 | 65 |  | -10 |  | 112 | 102 | 214 | 224 |  | 1400 |  | 55 | 55 | 1400 | 30 | 35 |  | 15 | 50 | 50 | [9 empty] | -15 | 165 |  | -110 |  | 112 | 102 | 214 | 324
1500 |  | 55 | 55 | 1500 | 30 | 35 | 46 | 15 | [9 empty] | -25 |  | -15 | 86 |  | -31 |  | 66 | 102 | 168 | 199 |  | 1500 |  | 55 | 55 | 1500 | 30 | 35 | 46 | 15 | 50 | 50 | [9 empty] | -15 | 211 |  | -156 |  | 66 | 102 | 168 | 324
1600 |  | 55 | 55 | 1600 | 30 | 35 | 46 | 15 | [9 empty] | -25 |  | -15 | 86 |  | -31 |  | 66 | 102 | 168 | 199 |  | 1600 |  | 55 | 55 | 1600 | 30 | 35 | 46 | 15 | 50 | 50 | [9 empty] | -15 | 211 |  | -156 |  | 66 | 102 | 168 | 324
1700 |  | 55 | 55 | 1700 | 30 | 35 | 46 | 15 | [9 empty] | -25 |  | -15 | 86 |  | -31 |  | 66 | 102 | 168 | 199 |  | 1700 |  | 55 | 55 | 1700 | 30 | 35 | 46 | 15 | 50 | 50 | [9 empty] | -15 | 211 |  | -156 |  | 66 | 102 | 168 | 324
1800 |  | 55 | 55 | 1800 | 30 | 35 | 46 | 15 | [9 empty] | -25 |  | -15 | 86 |  | -31 |  | 66 | 102 | 168 | 199 |  | 1800 |  | 55 | 55 | 1800 | 30 | 35 | 46 | 15 | 50 | 50 | [9 empty] | -15 | 211 |  | -156 |  | 66 | 102 | 168 | 324
1900 |  | 55 | 55 | 1900 | 30 | 35 | 46 | 15 | [9 empty] | -25 |  | -15 | 86 |  | -31 |  | 66 | 102 | 168 | 199 |  | 1900 |  | 55 | 55 | 1900 | 30 | 35 | 46 | 15 | 50 | 50 | [9 empty] | -15 | 211 |  | -156 |  | 66 | 102 | 168 | 324
2000 |  | 55 | 55 | 2000 | 30 | 35 | 46 | 15 | [9 empty] | -25 |  | -15 | 86 |  | -31 |  | 66 | 102 | 168 | 199 |  | 2000 |  | 55 | 55 | 2000 | 30 | 35 | 46 | 15 | 50 | 50 | [9 empty] | -15 | 211 |  | -156 |  | 66 | 102 | 168 | 324
2100 |  | 55 | 55 | 2100 | 30 | 35 | 46 | 15 | [9 empty] | -25 |  | -15 | 86 |  | -31 |  | 66 | 102 | 168 | 199 |  | 2100 |  | 55 | 55 | 2100 | 30 | 35 | 46 | 15 | 50 | 50 | [9 empty] | -15 | 211 |  | -156 |  | 66 | 102 | 168 | 324
2200 |  | 55 | 55 | 2200 | 30 | 35 | 46 | 15 | [9 empty] | -25 |  | -15 | 86 |  | -31 |  | 66 | 102 | 168 | 199 |  | 2200 |  | 55 | 55 | 2200 | 30 | 35 | 46 | 15 | 50 | 50 | [9 empty] | -15 | 211 |  | -156 |  | 66 | 102 | 168 | 324
2300 | 49 | 55 | 104 | 2300 |  | 35 |  |  | 50 | 50 | [10 empty] | 135 |  | -31 |  | 142 | 117 | 259 | 290 |  | 2300 | 98 | 55 | 153 | 2300 |  | 35 |  |  | 50 | 50 | [10 empty] | 135 |  | 18 |  | 142 | 117 | 259 | 241
2400 | 49 | 55 | 104 | 2400 |  | 35 |  |  | 50 | 50 | [10 empty] | 135 |  | -31 |  | 142 | 117 | 259 | 290 |  | 2400 | 98 | 55 | 153 | 2400 |  | 35 |  |  | 50 | 50 | [10 empty] | 135 |  | 18 |  | 142 | 117 | 259 | 241
Daily Tot | 686 | 1320 | 2006 | MWPP Tot | 480 | 840 | 368 | 240 | 400 | 400 | 0 | 0 | 0 | 0 | 0 | 0 | 0 | -200 | 0 | -240 | 2288 |  | -282 |  | 2560 | 2568 | 5128 | 5410 |  | Daily Tot | 784 | 1320 | 2104 |  | 480 | 840 | 368 | 240 | 1200 | 1200 | 0 | 0 | 0 | 0 | 0 | 0 | 0 | 0 | 0 | -240 | 4088 |  | -1984 |  | 2560 | 2568 | 5128 | 7112
Monthly Tot | 18522 | 35640 | 54162 | 21658 |  |  | 368.0744 | Daily Available After Firming | [12 empty] | 70928 | Sales | 390 | 10530 | Monthly Sales |  |  |  |  | Monthly Tot | 3136 | 5280 | 8416 |  |  |  | 368.0744 | [14 empty] | Daily Sales | 2128 | 8512 | Monthly Sales
MWPP Sh Hr | 14 | 14.2581 | -0.64516 |  | 24.99 | 49.5852 | 43.87 | 61.49 | 30.9 | 30.93 | [7 empty] | 310 |  |  |  |  | 46 | 19042 | Monthly Sales w/Wrap |  |  |  |  | MWPP Sh Hr | 16 | [6 empty] | 61.49 | 30.9 | 30.93 | [9 empty] | 61 |  |  | 144
On Peak MW | 0 | 880 |  |  | 8347.3063 | 26040 | 10503 | 6480 | 10800 | 10800 | 0 | 0 | 0 | 0 | 0 | 0 | 0 | -5400 | 0 | -6480 |  |  | -328 | 6696 | Monthly Super |  |  |  |  | On Peak MW | 0 | 880 | [5 empty] | 960 | 4800 | 4800 | 0 | 0 | 0 | 0 | 0 | 0 | 0 | 0 | 0 | -960 |  |  | -2128
Off Peak MW | 686 | 440 |  |  | 208599.1843 | 1291197.6315 | 460766.61 | 398455.2 | 333720 | 334044 | 0 | 0 | 0 | 0 | 0 | 0 | 0 | -1674000 | 0 | 0 |  |  |  | 11688 | Monthly Super w/wrap |  |  |  |  | Off Peak MW | 784 | 440 | [5 empty] | 59030.4 | 148320 | 148464 | 0 | 0 | 0 | 0 | 0 | 0 | 0 | 0 | 0 | -58560
|  | Monthly Energy | 62578 |  |  |  |  | TOTAL Resources Purchased | 1708597.0258 | [13 empty] | 1242 | [29 empty] | 576
|  | Monthly Energy Surplus (- Deficit) | -1009.3925 |  |  |  |  | Aug MWH | 78130.3063 | 124.9% | Monthly Total Resources % | [11 empty] | -8856 | [29 empty] | -8512
|  | Monthly Diversions | 22984 |  |  |  |  | $/MWH | 21.8686 |  |  | Energy | [10 empty] | 3492 | Remaining Energy | [28 empty] | 576 | Remaining Energy Sun & Holiday
|  | Monthly Diversion Surplus (- Deficit) | -1040 |  |  |  |  | Aug PUR MWH | 38640 |  | Auction | 38640 | [10 empty] | 244440 | 70 | price | [27 empty] | 40320 | 70 | price
[8 empty] | TOTAL | 1422033.6 |  | ACES | -5400 | [10 empty] | 1666473.6 | Total Energy Purchases | [28 empty] | 40320 | Total Energy Purchases Sun & Holiday
[8 empty] | PUR $/MWH | 36.8021 | [12 empty] | Total Projected Energy/Price | 42132 | 39.5536
Days
September | [22 empty] | ENERGY |  | TRANSMISSION |  |  | SHORT(-) |  | September | [7 empty] | Sun & Hol | 5 | [13 empty] | ENERGY |  | TRANSMISSION |  |  | SHORT(-)
[5 empty] | (Firmed MW) |  |  | EXELON | PSCO | CITI | [7 empty] | IID |  | Firming |  |  | REMAINING |  | REMAINING | REMAINING | REMAINING | TRANS TO | [9 empty] | EXELON | PSCO | CITI | [9 empty] | Firming |  |  | REMAINING |  | REMAINING | REMAINING | REMAINING | TRANS TO
HE | MWPP | BASELOAD | TOT LOAD | HE | SOLAR | SRP FLEET | HOOVER | PV | PV | PV | [7 empty] | LIB |  | PV | RESOURCES |  | LOAD |  | MEAD | PV | TOTAL | ENERGY |  | HE | MWPP | BASELOAD | TOT LOAD | HE | SOLAR | SRP FLEET | HOOVER | PV | PV | PV | [9 empty] | PV | RESOURCES |  | LOAD |  | MEAD | PV | TOTAL | ENERGY
0100 | 241 | 103 | 344 | 0100 |  | 35 |  |  | 50 | 50 | [10 empty] | 135 |  | 209 |  | 142 | 117 | 259 | 50 |  | 0100 | 241 | 103 | 344 | 0100 |  | 35 |  |  | 50 | 50 | [10 empty] | 135 |  | 209 |  | 142 | 117 | 259 | 50
0200 | 241 | 103 | 344 | 0200 |  | 35 |  |  | 50 | 50 | [10 empty] | 135 |  | 209 |  | 142 | 117 | 259 | 50 |  | 0200 | 241 | 103 | 344 | 0200 |  | 35 |  |  | 50 | 50 | [10 empty] | 135 |  | 209 |  | 142 | 117 | 259 | 50
0300 | 241 | 103 | 344 | 0300 |  | 35 |  |  | 50 | 50 | [10 empty] | 135 |  | 209 |  | 142 | 117 | 259 | 50 |  | 0300 | 241 | 103 | 344 | 0300 |  | 35 |  |  | 50 | 50 | [10 empty] | 135 |  | 209 |  | 142 | 117 | 259 | 50
0400 | 241 | 103 | 344 | 0400 |  | 35 |  |  | 50 | 50 | [10 empty] | 135 |  | 209 |  | 142 | 117 | 259 | 50 |  | 0400 | 241 | 103 | 344 | 0400 |  | 35 |  |  | 50 | 50 | [10 empty] | 135 |  | 209 |  | 142 | 117 | 259 | 50
0500 | 241 | 103 | 344 | 0500 |  | 35 |  |  | 50 | 50 | [10 empty] | 135 |  | 209 |  | 142 | 117 | 259 | 50 |  | 0500 | 241 | 103 | 344 | 0500 |  | 35 |  |  | 50 | 50 | [10 empty] | 135 |  | 209 |  | 142 | 117 | 259 | 50
0600 | 241 | 103 | 344 | 0600 |  | 35 |  |  | 50 | 50 | [10 empty] | 135 |  | 209 |  | 142 | 117 | 259 | 50 |  | 0600 | 241 | 103 | 344 | 0600 |  | 35 |  |  | 50 | 50 | [10 empty] | 135 |  | 209 |  | 142 | 117 | 259 | 50
0700 | 49 | 103 | 152 | 0700 | 30 | 35 |  | 15 | [11 empty] | -15 | 65 |  | 87 |  | 112 | 202 | 314 | 227 |  | 0700 | 241 | 103 | 344 | 0700 | 30 | 35 |  | 15 | 50 | 50 | [9 empty] | -15 | 165 |  | 179 |  | 112 | 102 | 214 | 35
0800 | 49 | 103 | 152 | 0800 | 30 | 35 |  | 15 | [11 empty] | -15 | 65 |  | 87 |  | 112 | 202 | 314 | 227 |  | 0800 | 241 | 103 | 344 | 0800 | 30 | 35 |  | 15 | 50 | 50 | [9 empty] | -15 | 165 |  | 179 |  | 112 | 102 | 214 | 35
0900 | 49 | 103 | 152 | 0900 | 30 | 35 |  | 15 | [11 empty] | -15 | 65 |  | 87 |  | 112 | 202 | 314 | 227 |  | 0900 | 241 | 103 | 344 | 0900 | 30 | 35 |  | 15 | 50 | 50 | [9 empty] | -15 | 165 |  | 179 |  | 112 | 102 | 214 | 35
1000 | 49 | 103 | 152 | 1000 | 30 | 35 |  | 15 | [11 empty] | -15 | 65 |  | 87 |  | 112 | 202 | 314 | 227 |  | 1000 | 241 | 103 | 344 | 1000 | 30 | 35 |  | 15 | 50 | 50 | [9 empty] | -15 | 165 |  | 179 |  | 112 | 102 | 214 | 35
1100 | 49 | 103 | 152 | 1100 | 30 | 35 |  | 15 | [11 empty] | -15 | 65 |  | 87 |  | 112 | 202 | 314 | 227 |  | 1100 | 241 | 103 | 344 | 1100 | 30 | 35 |  | 15 | 50 | 50 | [9 empty] | -15 | 165 |  | 179 |  | 112 | 102 | 214 | 35
1200 | 49 | 103 | 152 | 1200 | 30 | 35 |  | 15 | [11 empty] | -15 | 65 |  | 87 |  | 112 | 202 | 314 | 227 |  | 1200 | 241 | 103 | 344 | 1200 | 30 | 35 |  | 15 | 50 | 50 | [9 empty] | -15 | 165 |  | 179 |  | 112 | 102 | 214 | 35
1300 | 49 | 103 | 152 | 1300 | 30 | 35 |  | 15 | [11 empty] | -15 | 65 |  | 87 |  | 112 | 202 | 314 | 227 |  | 1300 | 241 | 103 | 344 | 1300 | 30 | 35 |  | 15 | 50 | 50 | [9 empty] | -15 | 165 |  | 179 |  | 112 | 102 | 214 | 35
1400 | 49 | 103 | 152 | 1400 | 30 | 35 |  | 15 | [11 empty] | -15 | 65 |  | 87 |  | 112 | 202 | 314 | 227 |  | 1400 | 241 | 103 | 344 | 1400 | 30 | 35 |  | 15 | 50 | 50 | [9 empty] | -15 | 165 |  | 179 |  | 112 | 102 | 214 | 35
1500 |  | 103 | 103 | 1500 | 30 | 35 | 38 | 15 | [9 empty] | -25 |  | -15 | 78 |  | 25 |  | 74 | 202 | 276 | 251 |  | 1500 |  | 103 | 103 | 1500 | 30 | 35 | 38 | 15 | 50 | 50 | [9 empty] | -15 | 203 |  | -100 |  | 74 | 102 | 176 | 276
1600 |  | 103 | 103 | 1600 | 30 | 35 | 38 | 15 | [9 empty] | -25 |  | -15 | 78 |  | 25 |  | 74 | 202 | 276 | 251 |  | 1600 |  | 103 | 103 | 1600 | 30 | 35 | 38 | 15 | 50 | 50 | [9 empty] | -15 | 203 |  | -100 |  | 74 | 102 | 176 | 276
1700 |  | 103 | 103 | 1700 | 30 | 35 | 38 | 15 | [9 empty] | -25 |  | -15 | 78 |  | 25 |  | 74 | 202 | 276 | 251 |  | 1700 |  | 103 | 103 | 1700 | 30 | 35 | 38 | 15 | 50 | 50 | [9 empty] | -15 | 203 |  | -100 |  | 74 | 102 | 176 | 276
1800 |  | 103 | 103 | 1800 | 30 | 35 | 39 | 15 | [9 empty] | -25 |  | -15 | 79 |  | 24 |  | 73 | 202 | 275 | 251 |  | 1800 |  | 103 | 103 | 1800 | 30 | 35 | 39 | 15 | 50 | 50 | [9 empty] | -15 | 204 |  | -101 |  | 73 | 102 | 175 | 276
1900 |  | 103 | 103 | 1900 | 30 | 35 | 39 | 15 | [9 empty] | -25 |  | -15 | 79 |  | 24 |  | 73 | 202 | 275 | 251 |  | 1900 |  | 103 | 103 | 1900 | 30 | 35 | 39 | 15 | 50 | 50 | [9 empty] | -15 | 204 |  | -101 |  | 73 | 102 | 175 | 276
2000 |  | 103 | 103 | 2000 | 30 | 35 | 39 | 15 | [9 empty] | -25 |  | -15 | 79 |  | 24 |  | 73 | 202 | 275 | 251 |  | 2000 |  | 103 | 103 | 2000 | 30 | 35 | 39 | 15 | 50 | 50 | [9 empty] | -15 | 204 |  | -101 |  | 73 | 102 | 175 | 276
2100 |  | 103 | 103 | 2100 | 30 | 35 | 39 | 15 | [9 empty] | -25 |  | -15 | 79 |  | 24 |  | 73 | 202 | 275 | 251 |  | 2100 |  | 103 | 103 | 2100 | 30 | 35 | 39 | 15 | 50 | 50 | [9 empty] | -15 | 204 |  | -101 |  | 73 | 102 | 175 | 276
2200 |  | 103 | 103 | 2200 | 30 | 35 | 38 | 15 | [9 empty] | -25 |  | -15 | 78 |  | 25 |  | 74 | 202 | 276 | 251 |  | 2200 |  | 103 | 103 | 2200 | 30 | 35 | 38 | 15 | 50 | 50 | [9 empty] | -15 | 203 |  | -100 |  | 74 | 102 | 176 | 276
2300 | 241 | 103 | 344 | 2300 |  | 35 |  |  | 50 | 50 | [10 empty] | 135 |  | 209 |  | 142 | 117 | 259 | 50 |  | 2300 | 241 | 103 | 344 | 2300 |  | 35 |  |  | 50 | 50 | [10 empty] | 135 |  | 209 |  | 142 | 117 | 259 | 50
2400 | 241 | 103 | 344 | 2400 |  | 35 |  |  | 50 | 50 | [10 empty] | 135 |  | 209 |  | 142 | 117 | 259 | 50 |  | 2400 | 241 | 103 | 344 | 2400 |  | 35 |  |  | 50 | 50 | [10 empty] | 135 |  | 209 |  | 142 | 117 | 259 | 50
Daily Tot | 2320 | 2472 | 4792 | MWPP Tot | 480 | 840 | 308 | 240 | 400 | 400 | 0 | 0 | 0 | 0 | 0 | 0 | 0 | -200 | 0 | -240 | 2228 |  | 2564 |  | 2620 | 4168 | 6788 | 4224 |  | Daily Tot | 3856 | 2472 | 6328 |  | 480 | 840 | 308 | 240 | 1200 | 1200 | 0 | 0 | 0 | 0 | 0 | 0 | 0 | 0 | 0 | -240 | 4028 |  | 2300 |  | 2620 | 2568 | 5188 | 2888
Monthly Tot | 58000 | 61800 | 119800 | 77280 |  |  | 307.5762 | Daily Available After Firming | [12 empty] | 66840 | Sales | 0 | 0 | Monthly Sales |  |  |  |  | Monthly Tot | 19280 | 12360 | 31640 |  |  |  | 307.5762 | [14 empty] | Daily Sales | 804 | 4020 | Monthly Sales
MWPP Sh Hr | 48 | 53.3333 | 0.2971 |  | 24.99 | 48.6027 | 43.87 | 61.49 | 30.9 | 30.93 | [7 empty] | 310 |  |  |  |  | 1672 | 4020 | Monthly Sales w/Wrap |  |  |  |  | MWPP Sh Hr | 80 | [6 empty] | 61.49 | 30.9 | 30.93 | [9 empty] | 61.49 |  |  | 1672
On Peak MW | 392 | 1648 |  |  | 7169.2854 | 25200 | 9258 | 6000 | 10000 | 10000 | 0 | 0 | 0 | 0 | 0 | 0 | 0 | -5000 | 0 | -6000 |  |  | 892 | 0 | Monthly Super |  |  |  |  | On Peak MW | 1928 | 1648 | [5 empty] | 1200 | 6000 | 6000 | 0 | 0 | 0 | 0 | 0 | 0 | 0 | 0 | 0 | -1200 |  |  | 628
Off Peak MW | 1928 | 824 |  |  | 179160.4433 | 1224788.04 | 406148.46 | 368940 | 309000 | 309300 | 0 | 0 | 0 | 0 | 0 | 0 | 0 | -1550000 | 0 | 0 |  |  |  | 4020 | Monthly Super w/wrap |  |  |  |  | Off Peak MW | 1928 | 824 | [5 empty] | 73788 | 185400 | 185580 | 0 | 0 | 0 | 0 | 0 | 0 | 0 | 0 | 0 | -73788
|  | Monthly Energy | 151440 |  |  |  |  | TOTAL Resources Purchased | 1692104.9433 | [13 empty] | 41800 | [29 empty] | 8360
|  | Monthly Energy Surplus (- Deficit) | 296.5775 |  |  |  |  | Sep MWH | 75827.2854 | 50.07% | Monthly Total Resources % | [11 empty] | 22300 | [29 empty] | 3140
|  | Monthly Diversions | 80960 |  |  |  |  | $/MWH | 22.3153 |  |  | Energy | [10 empty] | 79620 | Remaining Energy | [28 empty] | 15520 | Remaining Energy Sun & Holiday
|  | Monthly Diversion Surplus (- Deficit) | 451 |  |  |  |  | Sep PUR MWH | 39200 |  | Auction | 39200 | [10 empty] | 5573400 | 70 | price | [27 empty] | 1086400 | 70 | price
[8 empty] | TOTAL | 1432008 |  | ACES | -5000 | [10 empty] | 7005408 | Total Energy Purchases | [28 empty] | 1086400 | Total Energy Purchases Sun & Holiday
[8 empty] | PUR $/MWH | 36.5308 | [12 empty] | Total Projected Energy/Price | 118820 | 58.9582
Days
October | [19 empty] | WAPA Firming |  |  | ENERGY |  | TRANSMISSION |  |  | SHORT(-) |  | October | [7 empty] | Sun & Hol | 5 | [10 empty] | WAPA Firming |  |  | ENERGY |  | TRANSMISSION |  |  | SHORT(-)
[5 empty] | (Firmed MW) |  |  | EXEL | BP | SRP | BP | BP | BP | [6 empty] | MSCG |  |  | REMAINING |  | REMAINING | REMAINING | REMAINING | TRANS TO | [9 empty] | EXEL | BP | SRP | BP | BP | [7 empty] | MSCG |  |  | REMAINING |  | REMAINING | REMAINING | REMAINING | TRANS TO
HE | MWPP | BASELOAD | TOT LOAD | HE | SOLAR | SRP FLEET | HOOVER | WWG500 | PV | PV | PV | PV | PV | [6 empty] | WW500 | RESOURCES |  | LOAD |  | MEAD | PV | TOTAL | ENERGY |  | HE | MWPP | BASELOAD | TOT LOAD | HE | SOLAR | SRP FLEET | HOOVER | WWG500 | PV | PV | PV | PV | [7 empty] | WW500 | RESOURCES |  | LOAD |  | MEAD | PV | TOTAL | ENERGY
0100 | 49 | 78 | 127 | 0100 |  | 35 |  |  | 50 | 50 |  | 25 | 55 | [7 empty] | 215 |  | -88 |  | 142 | 162 | 304 | 392 |  | 0100 | 98 | 78 | 176 | 0100 |  | 35 |  |  | 50 | 50 | 25 | 55 | [8 empty] | 215 |  | -39 |  | 142 | 162 | 304 | 343
0200 | 49 | 78 | 127 | 0200 |  | 35 |  |  | 50 | 50 |  | 25 | 55 | [7 empty] | 215 |  | -88 |  | 142 | 162 | 304 | 392 |  | 0200 | 98 | 78 | 176 | 0200 |  | 35 |  |  | 50 | 50 | 25 | 55 | [8 empty] | 215 |  | -39 |  | 142 | 162 | 304 | 343
0300 | 49 | 78 | 127 | 0300 |  | 35 |  |  | 50 | 50 |  | 25 | 55 | [7 empty] | 215 |  | -88 |  | 142 | 162 | 304 | 392 |  | 0300 | 98 | 78 | 176 | 0300 |  | 35 |  |  | 50 | 50 | 25 | 55 | [8 empty] | 215 |  | -39 |  | 142 | 162 | 304 | 343
0400 | 49 | 78 | 127 | 0400 |  | 35 |  |  | 50 | 50 |  | 25 | 55 | [7 empty] | 215 |  | -88 |  | 142 | 162 | 304 | 392 |  | 0400 | 98 | 78 | 176 | 0400 |  | 35 |  |  | 50 | 50 | 25 | 55 | [8 empty] | 215 |  | -39 |  | 142 | 162 | 304 | 343
0500 | 49 | 78 | 127 | 0500 |  | 35 |  |  | 50 | 50 |  | 25 | 55 | [7 empty] | 215 |  | -88 |  | 142 | 162 | 304 | 392 |  | 0500 | 98 | 78 | 176 | 0500 |  | 35 |  |  | 50 | 50 | 25 | 55 | [8 empty] | 215 |  | -39 |  | 142 | 162 | 304 | 343
0600 | 49 | 78 | 127 | 0600 |  | 35 |  |  | 50 | 50 |  | 25 | 55 | [7 empty] | 215 |  | -88 |  | 142 | 162 | 304 | 392 |  | 0600 | 98 | 78 | 176 | 0600 |  | 35 |  |  | 50 | 50 | 25 | 55 | [8 empty] | 215 |  | -39 |  | 142 | 162 | 304 | 343
0700 |  | 78 | 78 | 0700 | 29 | 35 | 34 | 50 |  |  | 50 | 25 | [7 empty] | -12 | 211 |  | -133 |  | 79 | 142 | 221 | 354 |  | 0700 |  | 78 | 78 | 0700 | 29 | 35 | 40 | 50 | 50 | 50 | 25 | 55 | [7 empty] | -12 | 322 |  | -244 |  | 73 | 162 | 235 | 479
0800 |  | 78 | 78 | 0800 | 29 | 35 | 33 | 50 |  |  | 50 | 25 | [7 empty] | -12 | 210 |  | -132 |  | 80 | 142 | 222 | 354 |  | 0800 |  | 78 | 78 | 0800 | 29 | 35 | 40 | 50 | 50 | 50 | 25 | 55 | [7 empty] | -12 | 322 |  | -244 |  | 73 | 162 | 235 | 479
0900 |  | 78 | 78 | 0900 | 29 | 35 |  | 50 |  |  | 50 | 25 | [7 empty] | -12 | 177 |  | -99 |  | 113 | 142 | 255 | 354 |  | 0900 |  | 78 | 78 | 0900 | 29 | 35 |  | 50 | 50 | 50 | 25 | 55 | [7 empty] | -12 | 282 |  | -204 |  | 113 | 162 | 275 | 479
1000 | 289 | 78 | 367 | 1000 | 29 | 35 |  | 50 |  |  | 50 | 25 | [7 empty] | -12 | 177 |  | 190 |  | 113 | 142 | 255 | 65 |  | 1000 | 289 | 78 | 367 | 1000 | 29 | 35 |  | 50 | 50 | 50 | 25 | 55 | [7 empty] | -12 | 282 |  | 85 |  | 113 | 162 | 275 | 190
1100 | 289 | 78 | 367 | 1100 | 29 | 35 |  | 50 |  |  | 50 | 25 | [7 empty] | -12 | 177 |  | 190 |  | 113 | 142 | 255 | 65 |  | 1100 | 289 | 78 | 367 | 1100 | 29 | 35 |  | 50 | 50 | 50 | 25 | 55 | [7 empty] | -12 | 282 |  | 85 |  | 113 | 162 | 275 | 190
1200 | 289 | 78 | 367 | 1200 | 29 | 35 |  | 50 |  |  | 50 | 25 | [7 empty] | -12 | 177 |  | 190 |  | 113 | 142 | 255 | 65 |  | 1200 | 289 | 78 | 367 | 1200 | 29 | 35 |  | 50 | 50 | 50 | 25 | 55 | [7 empty] | -12 | 282 |  | 85 |  | 113 | 162 | 275 | 190
1300 | 289 | 78 | 367 | 1300 | 29 | 35 |  | 50 |  |  | 50 | 25 | [7 empty] | -12 | 177 |  | 190 |  | 113 | 142 | 255 | 65 |  | 1300 | 289 | 78 | 367 | 1300 | 29 | 35 |  | 50 | 50 | 50 | 25 | 55 | [7 empty] | -12 | 282 |  | 85 |  | 113 | 162 | 275 | 190
1400 | 289 | 78 | 367 | 1400 | 29 | 35 |  | 50 |  |  | 50 | 25 | [7 empty] | -12 | 177 |  | 190 |  | 113 | 142 | 255 | 65 |  | 1400 | 289 | 78 | 367 | 1400 | 29 | 35 |  | 50 | 50 | 50 | 25 | 55 | [7 empty] | -12 | 282 |  | 85 |  | 113 | 162 | 275 | 190
1500 | 289 | 78 | 367 | 1500 | 29 | 35 |  | 50 |  |  | 50 | 25 | [7 empty] | -12 | 177 |  | 190 |  | 113 | 142 | 255 | 65 |  | 1500 | 289 | 78 | 367 | 1500 | 29 | 35 |  | 50 | 50 | 50 | 25 | 55 | [7 empty] | -12 | 282 |  | 85 |  | 113 | 162 | 275 | 190
1600 | 194 | 78 | 272 | 1600 | 29 | 35 |  | 50 |  |  | 50 | 25 | [7 empty] | -12 | 177 |  | 95 |  | 113 | 142 | 255 | 160 |  | 1600 |  | 78 | 78 | 1600 | 29 | 35 |  | 50 | 50 | 50 | 25 | 55 | [7 empty] | -12 | 282 |  | -204 |  | 113 | 162 | 275 | 479
1700 |  | 78 | 78 | 1700 | 29 | 35 |  | 50 |  |  | 50 | 25 | [7 empty] | -12 | 177 |  | -99 |  | 113 | 142 | 255 | 354 |  | 1700 |  | 78 | 78 | 1700 | 29 | 35 |  | 50 | 50 | 50 | 25 | 55 | [7 empty] | -12 | 282 |  | -204 |  | 113 | 162 | 275 | 479
1800 |  | 78 | 78 | 1800 | 29 | 35 | 50 | 50 |  |  | 50 | 25 | [7 empty] | -12 | 227 |  | -149 |  | 63 | 142 | 205 | 354 |  | 1800 |  | 78 | 78 | 1800 | 29 | 35 | 47 | 50 | 50 | 50 | 25 | 55 | [7 empty] | -12 | 329 |  | -251 |  | 66 | 162 | 228 | 479
1900 |  | 78 | 78 | 1900 | 29 | 35 | 50 | 50 |  |  | 50 | 25 | [7 empty] | -12 | 227 |  | -149 |  | 63 | 142 | 205 | 354 |  | 1900 |  | 78 | 78 | 1900 | 29 | 35 | 48 | 50 | 50 | 50 | 25 | 55 | [7 empty] | -12 | 330 |  | -252 |  | 65 | 162 | 227 | 479
2000 |  | 78 | 78 | 2000 | 29 | 35 | 50 | 50 |  |  | 50 | 25 | [7 empty] | -12 | 227 |  | -149 |  | 63 | 142 | 205 | 354 |  | 2000 |  | 78 | 78 | 2000 | 29 | 35 | 48 | 50 | 50 | 50 | 25 | 55 | [7 empty] | -12 | 330 |  | -252 |  | 65 | 162 | 227 | 479
2100 |  | 78 | 78 | 2100 | 29 | 35 | 50 | 50 |  |  | 50 | 25 | [7 empty] | -12 | 227 |  | -149 |  | 63 | 142 | 205 | 354 |  | 2100 |  | 78 | 78 | 2100 | 29 | 35 | 47 | 50 | 50 | 50 | 25 | 55 | [7 empty] | -12 | 329 |  | -251 |  | 66 | 162 | 228 | 479
2200 |  | 78 | 78 | 2200 | 29 | 35 | 50 | 50 |  |  | 50 | 25 | [7 empty] | -12 | 227 |  | -149 |  | 63 | 142 | 205 | 354 |  | 2200 |  | 78 | 78 | 2200 | 29 | 35 | 47 | 50 | 50 | 50 | 25 | 55 | [7 empty] | -12 | 329 |  | -251 |  | 66 | 162 | 228 | 479
2300 | 49 | 78 | 127 | 2300 |  | 35 |  |  | 50 | 50 |  | 25 | 55 | [7 empty] | 215 |  | -88 |  | 142 | 162 | 304 | 392 |  | 2300 | 98 | 78 | 176 | 2300 |  | 35 |  |  | 50 | 50 | 25 | 55 | [8 empty] | 215 |  | -39 |  | 142 | 162 | 304 | 343
2400 | 49 | 78 | 127 | 2400 |  | 35 |  |  | 50 | 50 |  | 25 | 55 | [7 empty] | 215 |  | -88 |  | 142 | 162 | 304 | 392 |  | 2400 | 98 | 78 | 176 | 2400 |  | 35 |  |  | 50 | 50 | 25 | 55 | [8 empty] | 215 |  | -39 |  | 142 | 162 | 304 | 343
Daily Tot | 2320 | 1872 | 4192 | MWPP Tot | 464 | 840 | 317 | 800 | 400 | 400 | 800 | 600 | 440 | 0 | 0 | 0 | 0 | 0 | 0 | -192 | 4869 |  | -677 |  | 2627 | 3568 | 6195 | 6872 |  | Daily Tot | 2518 | 1872 | 4390 |  | 464 | 840 | 317 | 800 | 1200 | 1200 | 600 | 1320 | 0 | 0 | 0 | 0 | 0 | 0 | 0 | -192 | 6549 |  | -2159 |  | 2627 | 3888 | 6515 | 8674
Monthly Tot | 60320 | 48672 | 108992 | 72910 |  |  | 317.2341 | Daily Available After Firming | [12 empty] | 150939 | Sales | 1912 | 49712 | Monthly Sales |  |  |  |  | Monthly Tot | 12590 | 9360 | 21950 |  |  |  | 317.2341 | [14 empty] | Daily Sales | 2669 | 13345 | Monthly Sales
MWPP Sh Hr | 48 | 48.6452 | -1.6787 |  | 24.99 | 43.7104 | 43.87 | 33 | 23.75 | 23.9 | 26.5 | 25.5 | 25.35 | [9 empty] | -704 | 63057 | Monthly Sales w/Wrap |  |  |  |  | MWPP Sh Hr | 52 | [6 empty] | 33 | 23.75 | 23.9 | 25.5 | 25.35 | [7 empty] | 33 |  |  | -312
On Peak MW | 1928 | 1248 |  |  | 6662.2561 | 26040 | 11604 | 20800 | 10400 | 10400 | 20800 | 15600 | 11440 | 0 | 0 | 0 | 0 | 0 | 0 | -4992 |  |  | 27 | [6 empty] | On Peak MW | 1734 | 1248 | [5 empty] | 4000 | 6000 | 6000 | 3000 | 6600 | 0 | 0 | 0 | 0 | 0 | 0 | 0 | -960 |  |  | -1847
Off Peak MW | 392 | 624 |  |  | 166489.7811 | 1138217.6768 | 509067.48 | 686400 | 247000 | 248560 | 551200 | 397800 | 290004 | 0 | 0 | 0 | 0 | 0 | 0 | 0 | [9 empty] | Off Peak MW | 784 | 624 | [5 empty] | 132000 | 142500 | 143400 | 76500 | 167310 | 0 | 0 | 0 | 0 | 0 | 0 | 0 | -31680
|  | Monthly Energy | 130942 |  |  |  |  | TOTAL Resources Purchased | 4896448.9379 | [13 empty] | -18304 | [29 empty] | -1560
|  | Monthly Energy Surplus (- Deficit) | -3720.3139 |  |  |  |  | Oct MWH | 159346.2561 | 121.7% | Monthly Total Resources % | [11 empty] | 702 | [29 empty] | -9235
|  | Monthly Diversions | 76304.8 |  |  |  |  | $/MWH | 30.7284 |  |  | Energy | [10 empty] | 34660 | Remaining Energy | [28 empty] | 2550 | Remaining Energy Sun & Holiday
|  | Monthly Diversion Surplus (- Deficit) | -2633.2 |  |  |  |  | Oct PUR MWH | 115040 |  | Auction | 115040 | [10 empty] | 1386400 | 40 | price | [27 empty] | 102000 | 40 | price
[8 empty] | TOTAL | 3082674 |  | ACES | 0 | [10 empty] | 4469074 | Total Energy Purchases | [28 empty] | 102000 | Total Energy Purchases Sun & Holiday
[8 empty] | PUR $/MWH | 26.7965 | [12 empty] | Total Projected Energy/Price | 149700 | 29.8535
Days
November | [19 empty] | WAPA Firming |  |  | ENERGY |  | TRANSMISSION |  |  | SHORT(-) |  | November | [7 empty] | Sun & Hol | 5 | [10 empty] | WAPA Firming |  |  | ENERGY |  | TRANSMISSION |  |  | SHORT(-)
[5 empty] | (Firmed MW) |  |  | EXEL | BP | SRP | BP | BP | BP | [6 empty] | MSCG |  |  | REMAINING |  | REMAINING | REMAINING | REMAINING | TRANS TO | [9 empty] | EXEL | BP | SRP | BP | BP | [7 empty] | MSCG |  |  | REMAINING |  | REMAINING | REMAINING | REMAINING | TRANS TO
HE | MWPP | BASELOAD | TOT LOAD | HE | SOLAR | SRP FLEET | HOOVER | WWG500 | PV | PV | PV | PV | PV | [6 empty] | WW500 | RESOURCES |  | LOAD |  | MEAD | PV | TOTAL | ENERGY |  | HE | MWPP | BASELOAD | TOT LOAD | HE | SOLAR | SRP FLEET | HOOVER | WWG500 | PV | PV | PV | PV | [7 empty] | WW500 | RESOURCES |  | LOAD |  | MEAD | PV | TOTAL | ENERGY
0100 | 49 | 60 | 109 | 0100 |  | 35 |  |  | 50 | 50 |  | 25 | 55 | [7 empty] | 215 |  | -106 |  | 142 | 162 | 304 | 410 |  | 0100 | 49 | 60 | 109 | 0100 |  | 35 |  |  | 50 | 50 | 25 | 55 | [8 empty] | 215 |  | -106 |  | 142 | 162 | 304 | 410
0200 | 49 | 60 | 109 | 0200 |  | 35 |  |  | 50 | 50 |  | 25 | 55 | [7 empty] | 215 |  | -106 |  | 142 | 162 | 304 | 410 |  | 0200 | 49 | 60 | 109 | 0200 |  | 35 |  |  | 50 | 50 | 25 | 55 | [8 empty] | 215 |  | -106 |  | 142 | 162 | 304 | 410
0300 | 49 | 60 | 109 | 0300 |  | 35 |  |  | 50 | 50 |  | 25 | 55 | [7 empty] | 215 |  | -106 |  | 142 | 162 | 304 | 410 |  | 0300 | 49 | 60 | 109 | 0300 |  | 35 |  |  | 50 | 50 | 25 | 55 | [8 empty] | 215 |  | -106 |  | 142 | 162 | 304 | 410
0400 | 49 | 60 | 109 | 0400 |  | 35 |  |  | 50 | 50 |  | 25 | 55 | [7 empty] | 215 |  | -106 |  | 142 | 162 | 304 | 410 |  | 0400 | 49 | 60 | 109 | 0400 |  | 35 |  |  | 50 | 50 | 25 | 55 | [8 empty] | 215 |  | -106 |  | 142 | 162 | 304 | 410
0500 | 49 | 60 | 109 | 0500 |  | 35 |  |  | 50 | 50 |  | 25 | 55 | [7 empty] | 215 |  | -106 |  | 142 | 162 | 304 | 410 |  | 0500 | 49 | 60 | 109 | 0500 |  | 35 |  |  | 50 | 50 | 25 | 55 | [8 empty] | 215 |  | -106 |  | 142 | 162 | 304 | 410
0600 | 49 | 60 | 109 | 0600 |  | 35 |  |  | 50 | 50 |  | 25 | 55 | [7 empty] | 215 |  | -106 |  | 142 | 162 | 304 | 410 |  | 0600 | 49 | 60 | 109 | 0600 |  | 35 |  |  | 50 | 50 | 25 | 55 | [8 empty] | 215 |  | -106 |  | 142 | 162 | 304 | 410
0700 |  | 60 | 60 | 0700 | 27 | 35 | 41 | 50 |  |  | 50 | 25 | [7 empty] | -12 | 216 |  | -156 |  | 74 | 142 | 216 | 372 |  | 0700 |  | 60 | 60 | 0700 | 27 | 35 | 40 | 50 | 50 | 50 | 25 | 55 | [7 empty] | -12 | 320 |  | -260 |  | 75 | 162 | 237 | 497
0800 |  | 60 | 60 | 0800 | 27 | 35 | 40 | 50 |  |  | 50 | 25 | [7 empty] | -12 | 215 |  | -155 |  | 75 | 142 | 217 | 372 |  | 0800 |  | 60 | 60 | 0800 | 27 | 35 | 41 | 50 | 50 | 50 | 25 | 55 | [7 empty] | -12 | 321 |  | -261 |  | 74 | 162 | 236 | 497
0900 |  | 60 | 60 | 0900 | 27 | 35 |  | 50 |  |  | 50 | 25 | [7 empty] | -12 | 175 |  | -115 |  | 115 | 142 | 257 | 372 |  | 0900 |  | 60 | 60 | 0900 | 27 | 35 |  | 50 | 50 | 50 | 25 | 55 | [7 empty] | -12 | 280 |  | -220 |  | 115 | 162 | 277 | 497
1000 | 289 | 60 | 349 | 1000 | 27 | 35 |  | 50 |  |  | 50 | 25 | [7 empty] | -12 | 175 |  | 174 |  | 115 | 142 | 257 | 83 |  | 1000 | 289 | 60 | 349 | 1000 | 27 | 35 |  | 50 | 50 | 50 | 25 | 55 | [7 empty] | -12 | 280 |  | 69 |  | 115 | 162 | 277 | 208
1100 | 289 | 60 | 349 | 1100 | 27 | 35 |  | 50 |  |  | 50 | 25 | [7 empty] | -12 | 175 |  | 174 |  | 115 | 142 | 257 | 83 |  | 1100 | 289 | 60 | 349 | 1100 | 27 | 35 |  | 50 | 50 | 50 | 25 | 55 | [7 empty] | -12 | 280 |  | 69 |  | 115 | 162 | 277 | 208
1200 | 289 | 60 | 349 | 1200 | 27 | 35 |  | 50 |  |  | 50 | 25 | [7 empty] | -12 | 175 |  | 174 |  | 115 | 142 | 257 | 83 |  | 1200 | 289 | 60 | 349 | 1200 | 27 | 35 |  | 50 | 50 | 50 | 25 | 55 | [7 empty] | -12 | 280 |  | 69 |  | 115 | 162 | 277 | 208
1300 | 289 | 60 | 349 | 1300 | 27 | 35 |  | 50 |  |  | 50 | 25 | [7 empty] | -12 | 175 |  | 174 |  | 115 | 142 | 257 | 83 |  | 1300 | 289 | 60 | 349 | 1300 | 27 | 35 |  | 50 | 50 | 50 | 25 | 55 | [7 empty] | -12 | 280 |  | 69 |  | 115 | 162 | 277 | 208
1400 | 289 | 60 | 349 | 1400 | 27 | 35 |  | 50 |  |  | 50 | 25 | [7 empty] | -12 | 175 |  | 174 |  | 115 | 142 | 257 | 83 |  | 1400 | 289 | 60 | 349 | 1400 | 27 | 35 |  | 50 | 50 | 50 | 25 | 55 | [7 empty] | -12 | 280 |  | 69 |  | 115 | 162 | 277 | 208
1500 | 289 | 60 | 349 | 1500 | 27 | 35 |  | 50 |  |  | 50 | 25 | [7 empty] | -12 | 175 |  | 174 |  | 115 | 142 | 257 | 83 |  | 1500 | 289 | 60 | 349 | 1500 | 27 | 35 |  | 50 | 50 | 50 | 25 | 55 | [7 empty] | -12 | 280 |  | 69 |  | 115 | 162 | 277 | 208
1600 |  | 60 | 60 | 1600 | 27 | 35 |  | 50 |  |  | 50 | 25 | [7 empty] | -12 | 175 |  | -115 |  | 115 | 142 | 257 | 372 |  | 1600 |  | 60 | 60 | 1600 | 27 | 35 |  | 50 | 50 | 50 | 25 | 55 | [7 empty] | -12 | 280 |  | -220 |  | 115 | 162 | 277 | 497
1700 |  | 60 | 60 | 1700 | 27 | 35 |  | 50 |  |  | 50 | 25 | [7 empty] | -12 | 175 |  | -115 |  | 115 | 142 | 257 | 372 |  | 1700 |  | 60 | 60 | 1700 | 27 | 35 |  | 50 | 50 | 50 | 25 | 55 | [7 empty] | -12 | 280 |  | -220 |  | 115 | 162 | 277 | 497
1800 |  | 60 | 60 | 1800 | 27 | 35 | 44 | 50 |  |  | 50 | 25 | [7 empty] | -12 | 219 |  | -159 |  | 71 | 142 | 213 | 372 |  | 1800 |  | 60 | 60 | 1800 | 27 | 35 | 44 | 50 | 50 | 50 | 25 | 55 | [7 empty] | -12 | 324 |  | -264 |  | 71 | 162 | 233 | 497
1900 |  | 60 | 60 | 1900 | 27 | 35 | 44 | 50 |  |  | 50 | 25 | [7 empty] | -12 | 219 |  | -159 |  | 71 | 142 | 213 | 372 |  | 1900 |  | 60 | 60 | 1900 | 27 | 35 | 44 | 50 | 50 | 50 | 25 | 55 | [7 empty] | -12 | 324 |  | -264 |  | 71 | 162 | 233 | 497
2000 |  | 60 | 60 | 2000 | 27 | 35 | 44 | 50 |  |  | 50 | 25 | [7 empty] | -12 | 219 |  | -159 |  | 71 | 142 | 213 | 372 |  | 2000 |  | 60 | 60 | 2000 | 27 | 35 | 44 | 50 | 50 | 50 | 25 | 55 | [7 empty] | -12 | 324 |  | -264 |  | 71 | 162 | 233 | 497
2100 |  | 60 | 60 | 2100 | 27 | 35 | 44 | 50 |  |  | 50 | 25 | [7 empty] | -12 | 219 |  | -159 |  | 71 | 142 | 213 | 372 |  | 2100 |  | 60 | 60 | 2100 | 27 | 35 | 44 | 50 | 50 | 50 | 25 | 55 | [7 empty] | -12 | 324 |  | -264 |  | 71 | 162 | 233 | 497
2200 |  | 60 | 60 | 2200 | 27 | 35 | 44 | 50 |  |  | 50 | 25 | [7 empty] | -12 | 219 |  | -159 |  | 71 | 142 | 213 | 372 |  | 2200 |  | 60 | 60 | 2200 | 27 | 35 | 44 | 50 | 50 | 50 | 25 | 55 | [7 empty] | -12 | 324 |  | -264 |  | 71 | 162 | 233 | 497
2300 | 49 | 60 | 109 | 2300 |  | 35 |  |  | 50 | 50 |  | 25 | 55 | [7 empty] | 215 |  | -106 |  | 142 | 162 | 304 | 410 |  | 2300 | 49 | 60 | 109 | 2300 |  | 35 |  |  | 50 | 50 | 25 | 55 | [8 empty] | 215 |  | -106 |  | 142 | 162 | 304 | 410
2400 | 49 | 60 | 109 | 2400 |  | 35 |  |  | 50 | 50 |  | 25 | 55 | [7 empty] | 215 |  | -106 |  | 142 | 162 | 304 | 410 |  | 2400 | 49 | 60 | 109 | 2400 |  | 35 |  |  | 50 | 50 | 25 | 55 | [8 empty] | 215 |  | -106 |  | 142 | 162 | 304 | 410
Daily Tot | 2126 | 1440 | 3566 | MWPP Tot | 432 | 840 | 301 | 800 | 400 | 400 | 800 | 600 | 440 | 0 | 0 | 0 | 0 | 0 | 0 | -192 | 4821 |  | -1255 |  | 2675 | 3568 | 6243 | 7498 |  | Daily Tot | 2126 | 1440 | 3566 |  | 432 | 840 | 301 | 800 | 1200 | 1200 | 600 | 1320 | 0 | 0 | 0 | 0 | 0 | 0 | 0 | -192 | 6501 |  | -2935 |  | 2675 | 3888 | 6563 | 9498
Monthly Tot | 53150 | 36000 | 89150 | 63780 |  |  | 300.6544 | Daily Available After Firming | [12 empty] | 144630 | Sales | 2299 | 57475 | Monthly Sales |  |  |  |  | Monthly Tot | 10630 | 7200 | 17830 |  |  |  | 300.6544 | [14 empty] | Daily Sales | 3349 | 16745 | Monthly Sales
MWPP Sh Hr | 44 | 44 | -4.4302 |  | 24.99 | 48.4749 | 43.87 | 33 | 23.75 | 23.9 | 26.5 | 25.5 | 25.35 | [9 empty] | -848 | 74220 | Monthly Sales w/Wrap |  |  |  |  | MWPP Sh Hr | 44 | [6 empty] | 33 | 23.75 | 23.9 | 25.5 | 25.35 | [7 empty] | 33 |  |  | -848
On Peak MW | 1734 | 960 |  |  | 5360.6315 | 25200 | 10859 | 20000 | 10000 | 10000 | 20000 | 15000 | 11000 | 0 | 0 | 0 | 0 | 0 | 0 | -4800 |  |  | -407 | [6 empty] | On Peak MW | 1734 | 960 | [5 empty] | 4000 | 6000 | 6000 | 3000 | 6600 | 0 | 0 | 0 | 0 | 0 | 0 | 0 | -960 |  |  | -2087
Off Peak MW | 392 | 480 |  |  | 133962.1822 | 1221567.48 | 476384.33 | 660000 | 237500 | 239000 | 530000 | 382500 | 278850 | 0 | 0 | 0 | 0 | 0 | 0 | 0 | [9 empty] | Off Peak MW | 392 | 480 | [5 empty] | 132000 | 142500 | 143400 | 76500 | 167310 | 0 | 0 | 0 | 0 | 0 | 0 | 0 | -31680
|  | Monthly Energy | 106980 |  |  |  |  | TOTAL Resources Purchased | 4821473.9922 | [13 empty] | -21200 | [29 empty] | -4240
|  | Monthly Energy Surplus (- Deficit) | -9403.5421 |  |  |  |  | Nov MWH | 153019.6315 | 143% | Monthly Total Resources % | [11 empty] | -10175 | [29 empty] | -10435
|  | Monthly Diversions | 66792 |  |  |  |  | $/MWH | 31.5089 |  |  | Energy | [10 empty] | 28170 | Remaining Energy | [28 empty] | 2070 | Remaining Energy Sun & Holiday
|  | Monthly Diversion Surplus (- Deficit) | -6725 |  |  |  |  | Nov PUR MWH | 111600 |  | Auction | 111600 | [10 empty] | 1126800 | 40 | price | [27 empty] | 82800 | 40 | price
[8 empty] | TOTAL | 2989560 |  | ACES | 0 | [10 empty] | 4116360 | Total Energy Purchases | [28 empty] | 82800 | Total Energy Purchases Sun & Holiday
[8 empty] | PUR $/MWH | 26.7882 | [12 empty] | Total Projected Energy/Price | 139770 | 29.451
Days
December | [19 empty] | WAPA Firming |  |  | ENERGY |  | TRANSMISSION |  |  | SHORT(-) |  | December | [7 empty] | Sun & Hol | 5 | [10 empty] | WAPA Firming |  |  | ENERGY |  | TRANSMISSION |  |  | SHORT(-)
[5 empty] | (Firmed MW) |  |  | EXEL | BP | SRP | BP | BP | BP | [6 empty] | MSCG |  |  | REMAINING |  | REMAINING | REMAINING | REMAINING | TRANS TO | [9 empty] | EXEL | BP | SRP | BP | BP | [7 empty] | MSCG |  |  | REMAINING |  | REMAINING | REMAINING | REMAINING | TRANS TO
HE | MWPP | BASELOAD | TOT LOAD | HE | SOLAR | SRP FLEET | HOOVER | WWG500 | PV | PV | PV | PV | PV | [6 empty] | WW500 | RESOURCES |  | LOAD |  | MEAD | PV | TOTAL | ENERGY |  | HE | MWPP | BASELOAD | TOT LOAD | HE | SOLAR | SRP FLEET | HOOVER | WWG500 | PV | PV | PV | PV | [7 empty] | WW500 | RESOURCES |  | LOAD |  | MEAD | PV | TOTAL | ENERGY
0100 | 49 | 57 | 106 | 0100 |  | 35 |  |  | 50 | 50 |  | 25 | 55 | [7 empty] | 215 |  | -109 |  | 142 | 112 | 254 | 363 |  | 0100 | 49 | 57 | 106 | 0100 |  | 35 |  |  | 50 | 50 | 25 | 55 | [8 empty] | 215 |  | -109 |  | 142 | 112 | 254 | 363
0200 | 49 | 57 | 106 | 0200 |  | 35 |  |  | 50 | 50 |  | 25 | 55 | [7 empty] | 215 |  | -109 |  | 142 | 112 | 254 | 363 |  | 0200 | 49 | 57 | 106 | 0200 |  | 35 |  |  | 50 | 50 | 25 | 55 | [8 empty] | 215 |  | -109 |  | 142 | 112 | 254 | 363
0300 | 49 | 57 | 106 | 0300 |  | 35 |  |  | 50 | 50 |  | 25 | 55 | [7 empty] | 215 |  | -109 |  | 142 | 112 | 254 | 363 |  | 0300 | 49 | 57 | 106 | 0300 |  | 35 |  |  | 50 | 50 | 25 | 55 | [8 empty] | 215 |  | -109 |  | 142 | 112 | 254 | 363
0400 | 49 | 57 | 106 | 0400 |  | 35 |  |  | 50 | 50 |  | 25 | 55 | [7 empty] | 215 |  | -109 |  | 142 | 112 | 254 | 363 |  | 0400 | 49 | 57 | 106 | 0400 |  | 35 |  |  | 50 | 50 | 25 | 55 | [8 empty] | 215 |  | -109 |  | 142 | 112 | 254 | 363
0500 | 49 | 57 | 106 | 0500 |  | 35 |  |  | 50 | 50 |  | 25 | 55 | [7 empty] | 215 |  | -109 |  | 142 | 112 | 254 | 363 |  | 0500 | 49 | 57 | 106 | 0500 |  | 35 |  |  | 50 | 50 | 25 | 55 | [8 empty] | 215 |  | -109 |  | 142 | 112 | 254 | 363
0600 | 49 | 57 | 106 | 0600 |  | 35 |  |  | 50 | 50 |  | 25 | 55 | [7 empty] | 215 |  | -109 |  | 142 | 112 | 254 | 363 |  | 0600 | 49 | 57 | 106 | 0600 |  | 35 |  |  | 50 | 50 | 25 | 55 | [8 empty] | 215 |  | -109 |  | 142 | 112 | 254 | 363
0700 |  | 57 | 57 | 0700 | 25 | 35 | 15 | 50 |  |  | 50 | 25 | [7 empty] | -12 | 188 |  | -131 |  | 102 | 142 | 244 | 375 |  | 0700 |  | 57 | 57 | 0700 | 25 | 35 | 15 | 50 | 50 | 50 | 25 | 55 | [7 empty] | -12 | 293 |  | -236 |  | 102 | 112 | 214 | 450
0800 |  | 57 | 57 | 0800 | 25 | 35 | 15 | 50 |  |  | 50 | 25 | [7 empty] | -12 | 188 |  | -131 |  | 102 | 142 | 244 | 375 |  | 0800 |  | 57 | 57 | 0800 | 25 | 35 | 15 | 50 | 50 | 50 | 25 | 55 | [7 empty] | -12 | 293 |  | -236 |  | 102 | 112 | 214 | 450
0900 |  | 57 | 57 | 0900 | 25 | 35 |  | 50 |  |  | 50 | 25 | [7 empty] | -12 | 173 |  | -116 |  | 117 | 142 | 259 | 375 |  | 0900 |  | 57 | 57 | 0900 | 25 | 35 |  | 50 | 50 | 50 | 25 | 55 | [7 empty] | -12 | 278 |  | -221 |  | 117 | 112 | 229 | 450
1000 | 289 | 57 | 346 | 1000 | 25 | 35 |  | 50 |  |  | 50 | 25 | [7 empty] | -12 | 173 |  | 173 |  | 117 | 142 | 259 | 86 |  | 1000 | 289 | 57 | 346 | 1000 | 25 | 35 |  | 50 | 50 | 50 | 25 | 55 | [7 empty] | -12 | 278 |  | 68 |  | 117 | 112 | 229 | 161
1100 | 289 | 57 | 346 | 1100 | 25 | 35 |  | 50 |  |  | 50 | 25 | [7 empty] | -12 | 173 |  | 173 |  | 117 | 142 | 259 | 86 |  | 1100 | 289 | 57 | 346 | 1100 | 25 | 35 |  | 50 | 50 | 50 | 25 | 55 | [7 empty] | -12 | 278 |  | 68 |  | 117 | 112 | 229 | 161
1200 | 289 | 57 | 346 | 1200 | 25 | 35 |  | 50 |  |  | 50 | 25 | [7 empty] | -12 | 173 |  | 173 |  | 117 | 142 | 259 | 86 |  | 1200 | 289 | 57 | 346 | 1200 | 25 | 35 |  | 50 | 50 | 50 | 25 | 55 | [7 empty] | -12 | 278 |  | 68 |  | 117 | 112 | 229 | 161
1300 | 289 | 57 | 346 | 1300 | 25 | 35 |  | 50 |  |  | 50 | 25 | [7 empty] | -12 | 173 |  | 173 |  | 117 | 142 | 259 | 86 |  | 1300 | 289 | 57 | 346 | 1300 | 25 | 35 |  | 50 | 50 | 50 | 25 | 55 | [7 empty] | -12 | 278 |  | 68 |  | 117 | 112 | 229 | 161
1400 | 289 | 57 | 346 | 1400 | 25 | 35 |  | 50 |  |  | 50 | 25 | [7 empty] | -12 | 173 |  | 173 |  | 117 | 142 | 259 | 86 |  | 1400 | 289 | 57 | 346 | 1400 | 25 | 35 |  | 50 | 50 | 50 | 25 | 55 | [7 empty] | -12 | 278 |  | 68 |  | 117 | 112 | 229 | 161
1500 |  | 57 | 57 | 1500 | 25 | 35 |  | 50 |  |  | 50 | 25 | [7 empty] | -12 | 173 |  | -116 |  | 117 | 142 | 259 | 375 |  | 1500 |  | 57 | 57 | 1500 | 25 | 35 |  | 50 | 50 | 50 | 25 | 55 | [7 empty] | -12 | 278 |  | -221 |  | 117 | 112 | 229 | 450
1600 |  | 57 | 57 | 1600 | 25 | 35 |  | 50 |  |  | 50 | 25 | [7 empty] | -12 | 173 |  | -116 |  | 117 | 142 | 259 | 375 |  | 1600 |  | 57 | 57 | 1600 | 25 | 35 |  | 50 | 50 | 50 | 25 | 55 | [7 empty] | -12 | 278 |  | -221 |  | 117 | 112 | 229 | 450
1700 |  | 57 | 57 | 1700 | 25 | 35 | 20 | 50 |  |  | 50 | 25 | [7 empty] | -12 | 193 |  | -136 |  | 97 | 142 | 239 | 375 |  | 1700 |  | 57 | 57 | 1700 | 25 | 35 | 20 | 50 | 50 | 50 | 25 | 55 | [7 empty] | -12 | 298 |  | -241 |  | 97 | 112 | 209 | 450
1800 |  | 57 | 57 | 1800 | 25 | 35 | 21 | 50 |  |  | 50 | 25 | [7 empty] | -12 | 194 |  | -137 |  | 96 | 142 | 238 | 375 |  | 1800 |  | 57 | 57 | 1800 | 25 | 35 | 21 | 50 | 50 | 50 | 25 | 55 | [7 empty] | -12 | 299 |  | -242 |  | 96 | 112 | 208 | 450
1900 |  | 57 | 57 | 1900 | 25 | 35 | 21 | 50 |  |  | 50 | 25 | [7 empty] | -12 | 194 |  | -137 |  | 96 | 142 | 238 | 375 |  | 1900 |  | 57 | 57 | 1900 | 25 | 35 | 21 | 50 | 50 | 50 | 25 | 55 | [7 empty] | -12 | 299 |  | -242 |  | 96 | 112 | 208 | 450
2000 |  | 57 | 57 | 2000 | 25 | 35 | 21 | 50 |  |  | 50 | 25 | [7 empty] | -12 | 194 |  | -137 |  | 96 | 142 | 238 | 375 |  | 2000 |  | 57 | 57 | 2000 | 25 | 35 | 21 | 50 | 50 | 50 | 25 | 55 | [7 empty] | -12 | 299 |  | -242 |  | 96 | 112 | 208 | 450
2100 |  | 57 | 57 | 2100 | 25 | 35 | 21 | 50 |  |  | 50 | 25 | [7 empty] | -12 | 194 |  | -137 |  | 96 | 142 | 238 | 375 |  | 2100 |  | 57 | 57 | 2100 | 25 | 35 | 21 | 50 | 50 | 50 | 25 | 55 | [7 empty] | -12 | 299 |  | -242 |  | 96 | 112 | 208 | 450
2200 |  | 57 | 57 | 2200 | 25 | 35 | 20 | 50 |  |  | 50 | 25 | [7 empty] | -12 | 193 |  | -136 |  | 97 | 142 | 239 | 375 |  | 2200 |  | 57 | 57 | 2200 | 25 | 35 | 20 | 50 | 50 | 50 | 25 | 55 | [7 empty] | -12 | 298 |  | -241 |  | 97 | 112 | 209 | 450
2300 | 49 | 57 | 106 | 2300 |  | 35 |  |  | 50 | 50 |  | 25 | 55 | [7 empty] | 215 |  | -109 |  | 142 | 112 | 254 | 363 |  | 2300 | 49 | 57 | 106 | 2300 |  | 35 |  |  | 50 | 50 | 25 | 55 | [8 empty] | 215 |  | -109 |  | 142 | 112 | 254 | 363
2400 | 49 | 57 | 106 | 2400 |  | 35 |  |  | 50 | 50 |  | 25 | 55 | [7 empty] | 215 |  | -109 |  | 142 | 112 | 254 | 363 |  | 2400 | 49 | 57 | 106 | 2400 |  | 35 |  |  | 50 | 50 | 25 | 55 | [8 empty] | 215 |  | -109 |  | 142 | 112 | 254 | 363
Daily Tot | 1837 | 1368 | 3205 | MWPP Tot | 400 | 840 | 154 | 800 | 400 | 400 | 800 | 600 | 440 | 0 | 0 | 0 | 0 | 0 | 0 | -192 | 4642 |  | -1437 |  | 2854 | 3168 | 6022 | 7459 |  | Daily Tot | 1837 | 1368 | 3205 |  | 400 | 840 | 154 | 800 | 1200 | 1200 | 600 | 1320 | 0 | 0 | 0 | 0 | 0 | 0 | 0 | -192 | 6322 |  | -3117 |  | 2854 | 2688 | 5542 | 8659
Monthly Tot | 47762 | 35568 | 83330 | 56947 |  |  | 154.135 | Daily Available After Firming | [12 empty] | 143902 | Sales | 2302 | 59852 | Monthly Sales |  |  |  |  | Monthly Tot | 9185 | 6840 | 16025 |  |  |  | 154.135 | [14 empty] | Daily Sales | 3457 | 17285 | Monthly Sales
MWPP Sh Hr | 38 | 38 | -2.7599 |  | 24.99 | 53.1755 | 43.87 | 33 | 23.75 | 23.9 | 26.5 | 25.5 | 25.35 | [9 empty] | -872 | 77137 | Monthly Sales w/Wrap |  |  |  |  | MWPP Sh Hr | 38 | [6 empty] | 33 | 23.75 | 23.9 | 25.5 | 25.35 | [7 empty] | 33 |  |  | -872
On Peak MW | 1445 | 912 |  |  | 4705.1865 | 26040 | 6521 | 20800 | 10400 | 10400 | 20800 | 15600 | 11440 | 0 | 0 | 0 | 0 | 0 | 0 | -4992 |  |  | -565 | [6 empty] | On Peak MW | 1445 | 912 | [5 empty] | 4000 | 6000 | 6000 | 3000 | 6600 | 0 | 0 | 0 | 0 | 0 | 0 | 0 | -960 |  |  | -2245
Off Peak MW | 392 | 456 |  |  | 117582.6117 | 1384691.1593 | 286076.27 | 686400 | 247000 | 248560 | 551200 | 397800 | 290004 | 0 | 0 | 0 | 0 | 0 | 0 | 0 | [9 empty] | Off Peak MW | 392 | 456 | [5 empty] | 132000 | 142500 | 143400 | 76500 | 167310 | 0 | 0 | 0 | 0 | 0 | 0 | 0 | -31680
|  | Monthly Energy | 99355 |  |  |  |  | TOTAL Resources Purchased | 4871024.041 | [13 empty] | -22672 | [29 empty] | -4360
|  | Monthly Energy Surplus (- Deficit) | -6537.8992 |  | Solar | SRP Fleet | Hoover | Dec MWH | 152306.1865 | 153.3% | Monthly Total Resources % | [11 empty] | -14690 | [29 empty] | -11225
|  | Monthly Diversions | 59606.8 |  | Total | Total | Total | $/MWH | 31.9818 |  |  | Energy | [10 empty] | 24190 | Remaining Energy | [28 empty] | 1700 | Remaining Energy Sun & Holiday
|  | Monthly Diversion Surplus (- Deficit) | -4329.2 |  | 24.99 | 48.4528 | 43.87 | Dec PUR MWH | 115040 |  | Auction | 115040 | [10 empty] | 967600 | 40 | price | [27 empty] | 68000 | 40 | price
|  | Annual Energy | 1845528.6568 |  | 89413.1114 | 306600 | 127652 | TOTAL | 3082674 |  | ACES | 0 | [10 empty] | 4050274 | Total Energy Purchases | [28 empty] | 68000 | Total Energy Purchases Sun & Holiday
|  | Annual Energy Surplus (- Deficit) | -2609.7044 |  | 2234433.6551 | 14855637.8093 | 5600093.24 | PUR $/MWH | 26.7965 | [12 empty] | Total Projected Energy/Price | 139230 | 29.0905
|  | Annual Diversions | 1020754 | [7 empty] | With Firming Energy Scheduled from Other Purchases
|  | Annual Diversion Surplus (- Deficit) | 141 |  | Hoover pre-year est cost |  |  | TOT MWH | 1061760 |  | TOT MWH | 1061760 | [10 empty] | 677971 | Remaining Energy
[5 empty] | 43.87 |  |  | TOTAL | 30143607.2 |  | TOTAL | 30143607.2 | [10 empty] | 28162930 | 41.54 | price
[8 empty] | TOT PUR $/MWH | 28.3902 |  | TOT PUR $/MWH | 28.3902
[23 empty] | 1739731 | Total Energy
[8 empty] | TOTAL Forward Resources Cost | 46447771.9044 | [13 empty] | 58306537.2 | Total Energy Purchases
[8 empty] | Total MWH | 1558873.1114 | [14 empty] | 33.5147 | price
|  | SoCal Brdr | SRP Cost |  |  |  |  | PUR $/MWH | 29.7957
| 2022-01-01 | 5 | 57.0375 | [6 empty] | Energy Puchases | Energy Puchases less sales
| 2022-02-01 | 5 | 57.0375 |  |  | Q1 cost | 12232564 | 6029160 |  | 18261724 | 12297649
| 2022-03-01 | 3.9665 | 48.7824 |  |  | Q2 cost | 4381132 | 12502490 |  | 16883622 | 12441682
| 2022-04-01 | 3.179 | 42.4923 |  |  | Q3 cost | 4375003.2 | 6150480 |  | 10525483.2 | -2697916.8
| 2022-05-01 | 3.066 | 41.5897 |  |  | Q4 cost | 9154908 | 3480800 |  | 12635708 | 1143638
| 2022-06-01 | 3.12 | 42.021 | Current | [5 empty] | 58306537.2 | 23185052.2 | [10 empty] | YTD Purchases w/o sales |  | 46447771.9044 |  |  | DA Sales | Est Price | DA MWH | Revenue | Forward MWH | Total MWh | Forward $ | Total Sales $ | Price with forward sales
| 2022-07-01 | 4.039 | 49.3615 | Current | [18 empty] | MWH | 1558873.1114 | 84.35% |  | Jan | 60 | 51001 | 3060060 |  | 51001 |  | 3060060 | 60
| 2022-08-01 | 4.067 | 49.5852 | Current |  | Q1 Energy | 412800 | 160969 |  | 573769 | 467929 | [11 empty] | $/MWH | 29.7957 |  |  | Feb | 55 | 32413 | 1782715 |  | 32413 |  | 1782715 | 55
| 2022-09-01 | 3.944 | 48.6027 | Current |  | Q2 Energy | 187600 | 342118 |  | 529718 | 490998 | [15 empty] | Mar | 50 | 22426 | 1121300 |  | 22426 |  | 1121300 | 50
| 2022-10-01 | 3.3315 | 43.7104 |  |  | Q3 Energy | 119680 | 87864 |  | 207544 | 147887 | [10 empty] | YTD w/sales |  | 17712286.9044 |  |  | Apr | 45 | 5136 | 231120 |  | 5136 |  | 231120 | 45
| 2022-11-01 | 3.928 | 48.4749 |  |  | Q4 Energy | 341680 | 87020 |  | 428700 | 214286 | [11 empty] | MWH | 1160842.1114 | 62.81% |  | May | 45 | 4356 | 196020 |  | 4356 |  | 196020 | 45
| 2022-12-01 | 4.5165 | 53.1755 | [6 empty] | 1739731 | 1321100 | [11 empty] | $/MWH | 15.2581 |  |  | June | 100 | 24028 | 2402800 | 5200 | 29228 | 1612000 | 4014800 | 137.3614
|  | 2021-11-29 | [24 empty] | July | 200 | 21195 | 4239000 | 5000 | 26195 | 1550000 | 5789000 | 220.9964
[27 empty] | Aug | 200 | 19042 | 3808400 | 5400 | 24442 | 1674000 | 5482400 | 224.3024
[27 empty] | Sep | 100 | 4020 | 402000 | 5000 | 9020 | 1550000 | 1952000 | 216.408
[27 empty] | Oct | 50 | 63057 | 3152850 |  | 63057 |  | 3152850 | 50
|  |  | For Budget Updates | [23 empty] | Nov | 50 | 74220 | 3711000 |  | 74220 |  | 3711000 | 50
|  |  |  | 2022 Total | [22 empty] | Dec | 60 | 77137 | 4628220 |  | 77137 |  | 4628220 | 60
|  | Total Energy Purchases | 1739731 | MWH | 33.5147 | 58306537.2 | [22 empty] | 398031 | 28735485 |  | 418631 |  | 35121485 | 83.896
|  | Total Energy Sales | -418631 | MWH | 83.896 | -35121485
|  | Total 2022 Net Energy Purchases | 1321100 | MWH | 17.5498 | 23185052.2
|  | SRP Heat Rate Option | 306600 | MWH | 48.4528 | 14855637.8093
|  | 30 MW Solar | 89413.1114 | MWH | 24.99 | 2234433.6551
|  | Total 2022 Non-Hoover Energy | 1717113.1114 | MWH | 23.4551 | 40275123.6644
|  | Hoover Energy | 127652 | MWH | 43.87 | 5600093.24 |  | Cost of | Cost of
[8 empty] | Diversions | Deliveries
|  | Total 2022 Energy | 1844765.1114 | MWH | 24.8678 | 45875216.9044 |  | ($/AF) | ($/AF)
|  | Total 2022 Energy w/Losses | 1918555.7159 | MWH | 24.8678 | 47710225.5806 |  | 46.7466 | 45.0042 | (Includes 22050 CAGRD credits)
|  |  |  | With 10KAF SRP |  | 48300225.5806 |  |  | 49.2202 | (w/Lake Pleasant adjustment) - update from rolling schedule info from finance
|  |  |  | 2022 Q1 |  |  |  |  | 51.1702 | (w/NITS, Scheduling & WECC/RC = $1.95/AF)
|  | Total Energy Purchases | 573769 | MWH | 31.8277 | 18261724
|  | Total Energy Sales | -105840 | MWH | 56.3499 | -5964075
|  | Total Q1 Net Energy Purchases | 467929 | MWH | 26.281 | 12297649
|  | SRP Heat Rate Option | 75600 | MWH | 54.1941 | 4097072.6842
|  | 30 MW Solar | 18990.2358 | MWH | 24.99 | 474565.9915
|  | Total Q1 Non-Hoover Energy | 562519.2358 | MWH | 29.9888 | 16869287.6758
|  | Hoover Energy | 28011 | MWH | 43.87 | 1228842.57
|  | Total 2022 Q1 Energy | 590530.2358 | MWH | 30.6473 | 18098130.2458
|  | Total 2022 Q1 Energy w/Losses | 614151.4452 | MWH | 30.6473 | 18822055.4556
2022 Q2
|  | Total Energy Purchases | 529718 | MWH | 31.8728 | 16883622
|  | Total Energy Sales | -38720 | MWH | 114.7195 | -4441940
|  | Total Q2 Net Energy Purchases | 490998 | MWH | 25.3396 | 12441682
|  | SRP Heat Rate Option | 76440 | MWH | 42.0294 | 3212729.352
|  | 30 MW Solar | 29147.1177 | MWH | 24.99 | 728386.4704
|  | Total Q2 Non-Hoover Energy | 596585.1177 | MWH | 27.461 | 16382797.8224
|  | Hoover Energy | 39893 | MWH | 43.87 | 1750105.91
|  | Total 2022 Q2 Energy | 636478.1177 | MWH | 28.4894 | 18132903.7324
|  | Total 2022 Q2 Energy w/Losses | 661937.2424 | MWH | 28.4894 | 18858219.8817
2022 Q3
|  | Total Energy Purchases | 207544 | MWH | 50.7145 | 10525483.2
|  | Total Energy Sales | -59657 | MWH | 221.6571 | -13223400
|  | Total Q3 Net Energy Purchases | 147887 | MWH | -18.2431 | -2697916.8
|  | SRP Heat Rate Option | 77280 | MWH | 49.1894 | 3801359.457
|  | 30 MW Solar | 24547.6838 | MWH | 24.99 | 613446.6181
|  | Total Q3 Non-Hoover Energy | 249714.6838 | MWH | 6.8754 | 1716889.2751
|  | Hoover Energy | 30764 | MWH | 43.87 | 1349616.68
|  | Total 2022 Q3 Energy | 280478.6838 | MWH | 10.9331 | 3066505.9551
|  | Total 2022 Q3 Energy w/ Losses | 291697.8311 | MWH | 10.9331 | 3189166.1933
2022 Q4
|  | Total Energy Purchases | 428700 | MWH | 29.4745 | 12635708
|  | Total Energy Sales | -214414 | MWH | 53.5976 | -11492070
|  | Total Q4 Net Energy Purchases | 214286 | MWH | 5.337 | 1143638
|  | SRP Heat Rate Option | 77280 | MWH | 48.4534 | 3744476.316
|  | 30 MW Solar | 16728.0742 | MWH | 24.99 | 418034.5751
|  | Total Q4 Non-Hoover Energy | 308294.0742 | MWH | 17.2113 | 5306148.8911
|  | Hoover Energy | 28984 | MWH | 43.87 | 1271528.08
|  | Total 2022 Q4 Energy | 337278.0742 | MWH | 19.5022 | 6577676.9711
|  | Total 2022 Q4 Energy w/Losses | 350769.1972 | MWH | 19.5022 | 6840784.05
2022 Total Check
|  | Total Energy Purchases | 1739731 | MWH | 33.5147 | 58306537.2
|  | Total Energy Sales | -418631 | MWH | 83.896 | -35121485
|  | Total 2022 Net Energy Purchases | 1321100 | MWH | 17.5498 | 23185052.2
|  | SRP Heat Rate Option | 306600 | MWH | 48.4528 | 14855637.8093
|  | 30 MW Solar | 89413.1114 | MWH | 24.99 | 2234433.6551
|  | Total 2022 Non-Hoover Energy | 1717113.1114 | MWH | 23.4551 | 40275123.6644
|  | Hoover Energy | 127652 | MWH | 43.87 | 5600093.24
|  | Total 2022 Energy | 1844765.1114 | MWH | 24.8678 | 45875216.9044
|  | Total 2022 Energy w/Losses | 1918555.7159 | MWH | 24.8678 | 47710225.5806

## Resource Chart
Supply Source | Energy | % of Resource
Hoover | 127652 | 5.64%
Solar | 89413.1114 | 3.95%
SRP | 306600 | 13.55%
Auction | 1061760 | 46.91%
ACES Forward | -20600 | -0.9101% | Add estimated forward purchases if applicable
DA Purchase/Sales | 698571 | 30.86%
Total - not net sales | 2263396.1115 | 100%
Total Net sales | 1844765.1114
Total Purchases
| Load | Difference | Less Sales | Forwards | LT Resources | %of Load
Jan | 156939.9426 | 31686.1083 | 125253.8343 | 92599 | 32654.8343 | 79.81%
Feb | 165362.8477 | 32606.0251 | 132756.8225 | 100963 | 31793.8225 | 80.28%
Mar | 259157.9787 | 93559.3998 | 165598.5789 | 118774 | 46824.5789 | 63.9%
Apr | 254323.8658 | 149927.4574 | 104396.4084 | 56464 | 47932.4084 | 41.05%
May | 271051.6612 | 161348.028 | 109703.6332 | 60044 | 49659.6332 | 40.47%
Jun | 101764.6614 | 21504.5854 | 80260.076 | 39572 | 40688.076 | 78.87%
Jul | 67867.8336 | 6148.7415 | 61719.0921 | 23085 | 38634.0921 | 90.94%
Aug | 63587.3925 | 4499.0863 | 59088.3063 | 21638 | 37450.3063 | 92.92%
Sep | 151143.4225 | 79336.1371 | 71807.2854 | 37380 | 34427.2854 | 47.51%
Oct | 134662.3139 | 38373.0577 | 96289.2561 | 57935 | 38354.2561 | 71.5%
Nov | 116383.5421 | 37583.9106 | 78799.6315 | 43140 | 35659.6315 | 67.71%
Dec | 105892.8992 | 30723.7126 | 75169.1865 | 43855 | 31314.1865 | 70.99%
Total | 1848138.3612 | 687296.2498 | 1160842.1114 | 695449 | 465393.1114 | 62.81%
Long-Term
Resources
~20%

## Hoover with 30 MW Solar
12 x 24 Profile for the 30 MW Salome Solar Project
Hours | 1 | 2 | 3 | 4 | 5 | 6 | 7 | 8 | 9 | 10 | 11 | 12 | Grand Total
0:00 | -0.14911 | -0.13468 | -0.14911 | -0.1443 | -0.14911 | -0.1443 | -0.14911 | -0.14911 | -0.1443 | -0.14911 | -0.1443 | -0.14911 | -1.7557
1:00 | -0.14911 | -0.13468 | -0.14911 | -0.1443 | -0.14911 | -0.1443 | -0.14911 | -0.14911 | -0.1443 | -0.14911 | -0.1443 | -0.14911 | -1.7557
2:00 | -0.14911 | -0.13468 | -0.14911 | -0.1443 | -0.14911 | -0.1443 | -0.14911 | -0.14911 | -0.1443 | -0.14911 | -0.1443 | -0.14911 | -1.7557
3:00 | -0.14911 | -0.13468 | -0.14911 | -0.1443 | -0.14911 | -0.1443 | -0.14911 | -0.14911 | -0.1443 | -0.14911 | -0.1443 | -0.14911 | -1.7557
4:00 | -0.14911 | -0.13468 | -0.14911 | -0.1443 | -0.14911 | -0.1443 | -0.14911 | -0.14911 | -0.1443 | -0.14911 | -0.1443 | -0.14911 | -1.7557
5:00 | -0.14911 | -0.13468 | -0.14911 | -0.1443 | 0.35735 | 2.873 | 0.001416 | -0.14911 | -0.1443 | -0.14911 | -0.1443 | -0.14911 | 1.9186
6:00 | -0.14911 | -0.13468 | 0.73095 | 74.8039 | 286.7165 | 309.2748 | 151.135 | 83.4993 | 23.1202 | 0.45881 | -0.1443 | -0.14911 | 929.1623
7:00 | 0.27768 | 24.6378 | 228.4841 | 563.1039 | 800.2105 | 717.9415 | 520.2313 | 516.4701 | 405.4182 | 262.4944 | 77.884 | 3.3898 | 4120.5434
8:00 | 290.9489 | 438.4006 | 683.3582 | 782.446 | 908.8868 | 838.1131 | 674.6327 | 690.6552 | 650.6372 | 665.896 | 520.4144 | 331.502 | 7475.8914
9:00 | 649.6414 | 657.443 | 741.0875 | 819.9269 | 924.7748 | 880.5168 | 767.81 | 792.836 | 700.8666 | 741.4144 | 632.1717 | 598.7583 | 8907.2475
10:00 | 634.7838 | 664.9332 | 774.5992 | 848.7246 | 924.7345 | 895.5436 | 830.8904 | 834.5523 | 731.4157 | 737.9699 | 657.8703 | 615.49 | 9151.5075
11:00 | 614.6235 | 662.9366 | 820.4363 | 860.9416 | 922.5996 | 894.9758 | 836.9335 | 851.5363 | 759.5896 | 714.2154 | 629.5584 | 578.6712 | 9147.0178
12:00 | 601.7604 | 648.3908 | 837.2143 | 878.2938 | 911.2416 | 893.1136 | 858.5286 | 856.3273 | 740.377 | 708.6711 | 604.62 | 547.4124 | 9085.9509
13:00 | 618.9429 | 647.5729 | 814.1092 | 863.5675 | 888.9515 | 889.0656 | 840.1207 | 856.1809 | 723.3012 | 715.4428 | 615.8628 | 558.0598 | 9031.1777
14:00 | 640.3783 | 659.1293 | 804.4024 | 859.4654 | 869.9683 | 853.4748 | 836.4487 | 814.6677 | 729.588 | 711.3414 | 629.5509 | 577.3581 | 8985.7733
15:00 | 651.9254 | 688.7922 | 791.6293 | 829.1086 | 884.877 | 839.1231 | 835.4412 | 731.6771 | 684.9733 | 692.7562 | 621.6256 | 573.0099 | 8824.9388
16:00 | 511.2851 | 619.4027 | 711.5204 | 760.8405 | 826.9423 | 797.6106 | 798.9931 | 633.2859 | 620.855 | 591.6028 | 364.9789 | 320.402 | 7557.7193
17:00 | 74.2054 | 240.7912 | 505.7601 | 640.2666 | 739.8796 | 721.0945 | 680.0171 | 518.3497 | 373.3047 | 121.7824 | 7.9703 | 3.0714 | 4626.493
18:00 | -0.14911 | 1.0083 | 39.8873 | 144.5063 | 325.0923 | 444.8736 | 379.5852 | 168.608 | 27.4261 | -0.14911 | -0.1443 | -0.14911 | 1530.3955
19:00 | -0.14911 | -0.13468 | -0.14911 | -0.1443 | 3.7424 | 28.7803 | 21.665 | 0.15175 | -0.1443 | -0.14911 | -0.1443 | -0.14911 | 53.1754
20:00 | -0.14911 | -0.13468 | -0.14911 | -0.1443 | -0.14911 | -0.1443 | -0.14911 | -0.14911 | -0.1443 | -0.14911 | -0.1443 | -0.14911 | -1.7557
21:00 | -0.14911 | -0.13468 | -0.14911 | -0.1443 | -0.14911 | -0.1443 | -0.14911 | -0.14911 | -0.1443 | -0.14911 | -0.1443 | -0.14911 | -1.7557
22:00 | -0.14911 | -0.13468 | -0.14911 | -0.1443 | -0.14911 | -0.1443 | -0.14911 | -0.14911 | -0.1443 | -0.14911 | -0.1443 | -0.14911 | -1.7557
23:00 | -0.14911 | -0.13468 | -0.14911 | -0.1443 | -0.14911 | -0.1443 | -0.14911 | -0.14911 | -0.1443 | -0.14911 | -0.1443 | -0.14911 | -1.7557
Grand Total | 5286.8343 | 5951.8225 | 7751.5789 | 8924.4084 | 10217.6332 | 10005.076 | 9031.0921 | 8347.3063 | 7169.2854 | 6662.2561 | 5360.6315 | 4705.1865 | 89413.1114
Firming to WAPA (MW) | 12 | 12 | 0 | 0 | 0 | 15 | 15 | 15 | 15 | 12 | 12 | 12
Solar Energy | 5286.8343 | 5951.8225 | 7751.5789 | 8924.4084 | 10217.6332 | 10005.076 | 9031.0921 | 8347.3063 | 7169.2854 | 6662.2561 | 5360.6315 | 4705.1865 | 89413.1114
APA Energy (OY2021) | 7280 | 7698 | 13033 | 13808 | 13402 | 12683 | 11003 | 10503 | 9258 | 11604 | 10859 | 6521 | 127652
Firming Energy Used | 5952 | 5376 | 0 | 0 | 0 | 7200 | 7440 | 7440 | 7200 | 5952 | 5760 | 5952 | 58272
Total Energy | 18518.8343 | 19025.8225 | 20784.5789 | 22732.4084 | 23619.6332 | 29888.076 | 27474.0921 | 26290.3063 | 23627.2854 | 24218.2561 | 21979.6315 | 17178.1865 | 275337.1114
Peak MW | 26.242 | 30 | 30 | 30 | 30 | 30 | 30 | 30 | 28.9702 | 28.7476 | 26.2618 | 24.3355
Solar Firm MW | 26 | 30 | 32 | 32 | 32 | 32 | 30 | 30 | 30 | 29 | 27 | 25
Solar Firmed Energy | 12896 | 13440 | 15872 | 15360 | 15872 | 15360 | 14880 | 14880 | 14400 | 14384 | 12960 | 12400 | 172704
Remaining Firming MW | 0 | 0 | 0 | 0 | 0 | 0 | 0 | 0 | 0 | 0 | 0 | 0
Remaining Firming MWh | 0 | 0 | 0 | 0 | 0 | 0 | 0 | 0 | 0 | 0 | 0 | 0 | 0
Solar + Firming MW | 26 | 30 | 32 | 32 | 32 | 32 | 30 | 30 | 30 | 29 | 27 | 25
Remaining APA Energy | 5622.8343 | 5585.8225 | 4912.5789 | 7372.4084 | 7747.6332 | 14528.076 | 12594.0921 | 11410.3063 | 9227.2854 | 9834.2561 | 9019.6315 | 4778.1865 | 102633.1114
Excess Firming | 0 | 0 | 0 | 0 | 0 | 1845.076 | 1591.0921 | 907.3063 | 0 | 0 | 0 | 0 | 4343.4744
Remaining APA Energy (no excess) | 5622.8343 | 5585.8225 | 4912.5789 | 7372.4084 | 7747.6332 | 12683 | 11003 | 10503 | 9227.2854 | 9834.2561 | 9019.6315 | 4778.1865 | 98289.6371
Daily Energy Remaining | 181.3818 | 199.4937 | 158.4703 | 245.7469 | 249.9237 | 484.2692 | 406.261 | 368.0744 | 307.5762 | 317.2341 | 300.6544 | 154.135
Average Hourly Solar
Hours | 1 | 2 | 3 | 4 | 5 | 6 | 7 | 8 | 9 | 10 | 11 | 12
0:00 | -0.00481 | -0.00481 | -0.00481 | -0.00481 | -0.00481 | -0.00481 | -0.00481 | -0.00481 | -0.00481 | -0.00481 | -0.00481 | -0.00481
1:00 | -0.00481 | -0.00481 | -0.00481 | -0.00481 | -0.00481 | -0.00481 | -0.00481 | -0.00481 | -0.00481 | -0.00481 | -0.00481 | -0.00481
2:00 | -0.00481 | -0.00481 | -0.00481 | -0.00481 | -0.00481 | -0.00481 | -0.00481 | -0.00481 | -0.00481 | -0.00481 | -0.00481 | -0.00481
3:00 | -0.00481 | -0.00481 | -0.00481 | -0.00481 | -0.00481 | -0.00481 | -0.00481 | -0.00481 | -0.00481 | -0.00481 | -0.00481 | -0.00481
4:00 | -0.00481 | -0.00481 | -0.00481 | -0.00481 | -0.00481 | -0.00481 | -0.00481 | -0.00481 | -0.00481 | -0.00481 | -0.00481 | -0.00481
5:00 | -0.00481 | -0.00481 | -0.00481 | -0.00481 | 0.011527 | 0.095767 | 4.5677e-05 | -0.00481 | -0.00481 | -0.00481 | -0.00481 | -0.00481
6:00 | -0.00481 | -0.00481 | 0.023579 | 2.4935 | 9.2489 | 10.3092 | 4.8753 | 2.6935 | 0.77067 | 0.0148 | -0.00481 | -0.00481
7:00 | 0.0089573 | 0.87992 | 7.3705 | 18.7701 | 25.8132 | 23.9314 | 16.7817 | 16.6603 | 13.5139 | 8.4676 | 2.5961 | 0.10935
8:00 | 9.3854 | 15.6572 | 22.0438 | 26.0815 | 29.3189 | 27.9371 | 21.7623 | 22.2792 | 21.6879 | 21.4805 | 17.3471 | 10.6936
9:00 | 20.9562 | 23.4801 | 23.906 | 27.3309 | 29.8314 | 29.3506 | 24.7681 | 25.5754 | 23.3622 | 23.9166 | 21.0724 | 19.3148
10:00 | 20.4769 | 23.7476 | 24.9871 | 28.2908 | 29.8301 | 29.8515 | 26.8029 | 26.921 | 24.3805 | 23.8055 | 21.929 | 19.8545
11:00 | 19.8266 | 23.6763 | 26.4657 | 28.6981 | 29.7613 | 29.8325 | 26.9979 | 27.4689 | 25.3197 | 23.0392 | 20.9853 | 18.6668
12:00 | 19.4116 | 23.1568 | 27.0069 | 29.2765 | 29.3949 | 29.7705 | 27.6945 | 27.6235 | 24.6792 | 22.8604 | 20.154 | 17.6585
13:00 | 19.9659 | 23.1276 | 26.2616 | 28.7856 | 28.6759 | 29.6355 | 27.1007 | 27.6187 | 24.11 | 23.0788 | 20.5288 | 18.0019
14:00 | 20.6574 | 23.5403 | 25.9485 | 28.6488 | 28.0635 | 28.4492 | 26.9822 | 26.2796 | 24.3196 | 22.9465 | 20.985 | 18.6245
15:00 | 21.0299 | 24.5997 | 25.5364 | 27.637 | 28.5444 | 27.9708 | 26.9497 | 23.6025 | 22.8324 | 22.347 | 20.7209 | 18.4842
16:00 | 16.4931 | 22.1215 | 22.9523 | 25.3613 | 26.6756 | 26.587 | 25.774 | 20.4286 | 20.6952 | 19.084 | 12.166 | 10.3355
17:00 | 2.3937 | 8.5997 | 16.3148 | 21.3422 | 23.8671 | 24.0365 | 21.936 | 16.721 | 12.4435 | 3.9285 | 0.26568 | 0.099078
18:00 | -0.00481 | 0.036011 | 1.2867 | 4.8169 | 10.4868 | 14.8291 | 12.2447 | 5.439 | 0.9142 | -0.00481 | -0.00481 | -0.00481
19:00 | -0.00481 | -0.00481 | -0.00481 | -0.00481 | 0.12072 | 0.95934 | 0.69887 | 0.0048952 | -0.00481 | -0.00481 | -0.00481 | -0.00481
20:00 | -0.00481 | -0.00481 | -0.00481 | -0.00481 | -0.00481 | -0.00481 | -0.00481 | -0.00481 | -0.00481 | -0.00481 | -0.00481 | -0.00481
21:00 | -0.00481 | -0.00481 | -0.00481 | -0.00481 | -0.00481 | -0.00481 | -0.00481 | -0.00481 | -0.00481 | -0.00481 | -0.00481 | -0.00481
22:00 | -0.00481 | -0.00481 | -0.00481 | -0.00481 | -0.00481 | -0.00481 | -0.00481 | -0.00481 | -0.00481 | -0.00481 | -0.00481 | -0.00481
23:00 | -0.00481 | -0.00481 | -0.00481 | -0.00481 | -0.00481 | -0.00481 | -0.00481 | -0.00481 | -0.00481 | -0.00481 | -0.00481 | -0.00481
Grand Total | 170.543 | 212.5651 | 250.0509 | 297.4803 | 329.6011 | 333.5025 | 291.3256 | 269.2679 | 238.9762 | 214.9115 | 178.6877 | 151.7802
Average Energy from Hoover for Firming
Hours | 1 | 2 | 3 | 4 | 5 | 6 | 7 | 8 | 9 | 10 | 11 | 12
0:00 | -0.00015516 | -0.00017179 | -0.00015516 | -0.00016033 | -0.00015516 | -0.00016033 | -0.00015516 | -0.00015516 | -0.00016033 | -0.00015516 | -0.00016033 | -0.00015516
1:00 | -0.00015516 | -0.00017179 | -0.00015516 | -0.00016033 | -0.00015516 | -0.00016033 | -0.00015516 | -0.00015516 | -0.00016033 | -0.00015516 | -0.00016033 | -0.00015516
2:00 | -0.00015516 | -0.00017179 | -0.00015516 | -0.00016033 | -0.00015516 | -0.00016033 | -0.00015516 | -0.00015516 | -0.00016033 | -0.00015516 | -0.00016033 | -0.00015516
3:00 | -0.00015516 | -0.00017179 | -0.00015516 | -0.00016033 | -0.00015516 | -0.00016033 | -0.00015516 | -0.00015516 | -0.00016033 | -0.00015516 | -0.00016033 | -0.00015516
4:00 | -0.00015516 | -0.00017179 | -0.00015516 | -0.00016033 | -0.00015516 | -0.00016033 | -0.00015516 | -0.00015516 | -0.00016033 | -0.00015516 | -0.00016033 | -0.00015516
5:00 | -0.00015516 | -0.00017179 | -0.00015516 | -0.00016033 | 0.00037185 | 0.0031922 | 1.4735e-06 | -0.00015516 | -0.00016033 | -0.00015516 | -0.00016033 | -0.00015516
6:00 | 26.0048 | 30.0048 | 31.9764 | 29.5065 | 22.7511 | 21.6908 | 25.1247 | 27.3065 | 29.2293 | 28.9852 | 27.0048 | 25.0048
7:00 | 25.991 | 29.1201 | 24.6295 | 13.2299 | 6.1868 | 8.0686 | 13.2183 | 13.3397 | 16.4861 | 20.5324 | 24.4039 | 24.8907
8:00 | 16.6146 | 14.3428 | 9.9562 | 5.9185 | 2.6811 | 4.0629 | 8.2377 | 7.7208 | 8.3121 | 7.5195 | 9.6529 | 14.3064
9:00 | 5.0438 | 6.5199 | 8.094 | 4.6691 | 2.1686 | 2.6494 | 5.2319 | 4.4246 | 6.6378 | 5.0834 | 5.9276 | 5.6852
10:00 | 5.5231 | 6.2524 | 7.0129 | 3.7092 | 2.1699 | 2.1485 | 3.1971 | 3.079 | 5.6195 | 5.1945 | 5.071 | 5.1455
11:00 | 6.1734 | 6.3237 | 5.5343 | 3.3019 | 2.2387 | 2.1675 | 3.0021 | 2.5311 | 4.6803 | 5.9608 | 6.0147 | 6.3332
12:00 | 6.5884 | 6.8432 | 4.9931 | 2.7235 | 2.6051 | 2.2295 | 2.3055 | 2.3765 | 5.3208 | 6.1396 | 6.846 | 7.3415
13:00 | 6.0341 | 6.8724 | 5.7384 | 3.2144 | 3.3241 | 2.3645 | 2.8993 | 2.3813 | 5.89 | 5.9212 | 6.4712 | 6.9981
14:00 | 5.3426 | 6.4597 | 6.0515 | 3.3512 | 3.9365 | 3.5508 | 3.0178 | 3.7204 | 5.6804 | 6.0535 | 6.015 | 6.3755
15:00 | 4.9701 | 5.4003 | 6.4636 | 4.363 | 3.4556 | 4.0292 | 3.0503 | 6.3975 | 7.1676 | 6.653 | 6.2791 | 6.5158
16:00 | 9.5069 | 7.8785 | 9.0477 | 6.6387 | 5.3244 | 5.413 | 4.226 | 9.5714 | 9.3048 | 9.916 | 14.834 | 14.6645
17:00 | 23.6063 | 21.4003 | 15.6852 | 10.6578 | 8.1329 | 7.9635 | 8.064 | 13.279 | 17.5565 | 25.0715 | 26.7343 | 24.9009
18:00 | 26.0048 | 29.964 | 30.7133 | 27.1831 | 21.5132 | 17.1709 | 17.7553 | 24.561 | 29.0858 | 29.0048 | 27.0048 | 25.0048
19:00 | 26.0048 | 30.0048 | 32.0048 | 32.0048 | 31.8793 | 31.0407 | 29.3011 | 29.9951 | 30.0048 | 29.0048 | 27.0048 | 25.0048
20:00 | 26.0048 | 30.0048 | 32.0048 | 32.0048 | 32.0048 | 32.0048 | 30.0048 | 30.0048 | 30.0048 | 29.0048 | 27.0048 | 25.0048
21:00 | 26.0048 | 30.0048 | 32.0048 | 32.0048 | 32.0048 | 32.0048 | 30.0048 | 30.0048 | 30.0048 | 29.0048 | 27.0048 | 25.0048
22:00 | 0 | 0 | 0 | 0 | 0 | 0 | 0 | 0 | 0 | 0 | 0 | 0
23:00 | -0.00015516 | -0.00017179 | -0.00015516 | -0.00016033 | -0.00015516 | -0.00016033 | -0.00015516 | -0.00015516 | -0.00016033 | -0.00015516 | -0.00016033 | -0.00015516
Grand Total | 245.4174 | 267.3952 | 261.9095 | 214.4801 | 182.3762 | 178.5618 | 188.6399 | 210.6925 | 240.9842 | 249.0489 | 253.2727 | 248.1802
Hoover Scheduled Less Firming
Hours | 1 | 2 | 3 | 4 | 5 | 6 | 7 | 8 | 9 | 10 | 11 | 12 | AVG
0:00 | -5.0052e-06 | -6.1352e-06 | -5.0052e-06 | -5.3444e-06 | -5.0052e-06 | -5.3444e-06 | -5.0052e-06 | -5.0052e-06 | -5.3444e-06 | -5.0052e-06 | -5.3444e-06 | -5.0052e-06
1:00 | -5.0052e-06 | -6.1352e-06 | -5.0052e-06 | -5.3444e-06 | -5.0052e-06 | -5.3444e-06 | -5.0052e-06 | -5.0052e-06 | -5.3444e-06 | -5.0052e-06 | -5.3444e-06 | -5.0052e-06
2:00 | -5.0052e-06 | -6.1352e-06 | -5.0052e-06 | -5.3444e-06 | -5.0052e-06 | -5.3444e-06 | -5.0052e-06 | -5.0052e-06 | -5.3444e-06 | -5.0052e-06 | -5.3444e-06 | -5.0052e-06
3:00 | -5.0052e-06 | -6.1352e-06 | -5.0052e-06 | -5.3444e-06 | -5.0052e-06 | -5.3444e-06 | -5.0052e-06 | -5.0052e-06 | -5.3444e-06 | -5.0052e-06 | -5.3444e-06 | -5.0052e-06
4:00 | -5.0052e-06 | -6.1352e-06 | -5.0052e-06 | -5.3444e-06 | -5.0052e-06 | -5.3444e-06 | -5.0052e-06 | -5.0052e-06 | -5.3444e-06 | -5.0052e-06 | -5.3444e-06 | -5.0052e-06
5:00 | -5.0052e-06 | -6.1352e-06 | -5.0052e-06 | -5.3444e-06 | 1.1995e-05 | 0.00010641 | 4.7531e-08 | -5.0052e-06 | -5.3444e-06 | -5.0052e-06 | -5.3444e-06 | -5.0052e-06
6:00 | 14.0048 | 18.0048 | 31.9764 | 29.5065 | 22.7511 | 6.6908 | 10.1247 | 12.3065 | 14.2293 | 16.9852 | 15.0048 | 13.0048 | 17.0491
7:00 | 13.991 | 17.1201 | 24.6295 | 13.2299 | 6.1868 | -6.9314 | -1.7817 | -1.6603 | 1.4861 | 8.5324 | 12.4039 | 12.8907 | 8.3414
8:00 | 4.6146 | 2.3428 | 9.9562 | 5.9185 | 2.6811 | -10.9371 | -6.7623 | -7.2792 | -6.6879 | -4.4805 | -2.3471 | 2.3064 | -0.88956
9:00 | -6.9562 | -5.4801 | 8.094 | 4.6691 | 2.1686 | -12.3506 | -9.7681 | -10.5754 | -8.3622 | -6.9166 | -6.0724 | -6.3148 | -4.8221
10:00 | -6.4769 | -5.7476 | 7.0129 | 3.7092 | 2.1699 | -12.8515 | -11.8029 | -11.921 | -9.3805 | -6.8055 | -6.929 | -6.8545 | -5.4898
11:00 | -5.8266 | -5.6763 | 5.5343 | 3.3019 | 2.2387 | -12.8325 | -11.9979 | -12.4689 | -10.3197 | -6.0392 | -5.9853 | -5.6668 | -5.4782
12:00 | -5.4116 | -5.1568 | 4.9931 | 2.7235 | 2.6051 | -12.7705 | -12.6945 | -12.6235 | -9.6792 | -5.8604 | -5.154 | -4.6585 | -5.3073
13:00 | -5.9659 | -5.1276 | 5.7384 | 3.2144 | 3.3241 | -12.6355 | -12.1007 | -12.6187 | -9.11 | -6.0788 | -5.5288 | -5.0019 | -5.1576
14:00 | -6.6574 | -5.5403 | 6.0515 | 3.3512 | 3.9365 | -11.4492 | -11.9822 | -11.2796 | -9.3196 | -5.9465 | -5.985 | -5.6245 | -5.0371
15:00 | -7.0299 | -6.5997 | 6.4636 | 4.363 | 3.4556 | -10.9708 | -11.9497 | -8.6025 | -7.8324 | -5.347 | -5.7209 | -5.4842 | -4.6046 | -4.5983 | Average HE9-16 (Duck Curve)
16:00 | -2.4931 | -4.1215 | 9.0477 | 6.6387 | 5.3244 | -9.587 | -10.774 | -5.4286 | -5.6952 | -2.084 | 2.834 | 2.6645 | -1.1395
17:00 | 11.6063 | 9.4003 | 15.6852 | 10.6578 | 8.1329 | -7.0365 | -6.936 | -1.721 | 2.5565 | 13.0715 | 14.7343 | 12.9009 | 6.921
18:00 | 14.0048 | 17.964 | 30.7133 | 27.1831 | 21.5132 | 2.1709 | 2.7553 | 9.561 | 14.0858 | 17.0048 | 15.0048 | 13.0048 | 15.4138
19:00 | 14.0048 | 18.0048 | 32.0048 | 32.0048 | 31.8793 | 16.0407 | 14.3011 | 14.9951 | 15.0048 | 17.0048 | 15.0048 | 13.0048 | 19.4379
20:00 | 14.0048 | 18.0048 | 32.0048 | 32.0048 | 32.0048 | 17.0048 | 15.0048 | 15.0048 | 15.0048 | 17.0048 | 15.0048 | 13.0048 | 19.5881
21:00 | 14.0048 | 18.0048 | 32.0048 | 32.0048 | 32.0048 | 17.0048 | 15.0048 | 15.0048 | 15.0048 | 17.0048 | 15.0048 | 13.0048 | 19.5881
22:00 | 0 | 0 | 0 | 0 | 0 | 0 | 0 | 0 | 0 | 0 | 0 | 0
23:00 | -5.0052e-06 | -6.1352e-06 | -5.0052e-06 | -5.3444e-06 | -5.0052e-06 | -5.3444e-06 | -5.0052e-06 | -5.0052e-06 | -5.3444e-06 | -5.0052e-06 | -5.3444e-06 | -5.0052e-06
Grand Total

## Load
| 2022 | 2021-12-04
(Megawatt Hours - MWh)
Plant | HAV | BSH | LHQ | HSY | WAD | WAD | SGL | BRD | PIC | RED | TWP | SAN | BRW | SXV | SND | BLK | Total
| (Megawatt Hours - MWh) WAD: Pump; (Megawatt Hours - MWh) WAD: Release | System | Non-West | Non-West
Energy Use Rate (kWh/AF) | 957 | 122 | 128 | 219 |  |  | 97 | 160 | 250 | 260 | 100 | 118 | 250 | 190 | 340 | 450 | Energy | Load | Hourly
| -------- | -------- | -------- | -------- | -------- | -------- | -------- | -------- | -------- | -------- | -------- | -------- | -------- | -------- | -------- | -------- | -------
JAN | 86116 | 10966 | 11493 | 19495 | 8016.9426 | 0 | 2840 | 2044 | 3150 | 3247 | 1096 | 1290 | 2606 | 976 | 1294 | 2310 | 156939.9426 | 28869.9426 | 38.8037
FEB | 86499 | 11009 | 11532 | 19498 | 4076.8477 | 0 | 4734 | 3696 | 5730 | 5925 | 1843 | 2172 | 4207 | 935 | 1294 | 2212 | 165362.8477 | 36824.8477 | 52.9093
MAR | 139616 | 17765 | 18605 | 31160 | 11432.9787 | 0 | 6205 | 5116 | 6972 | 7092 | 2210 | 2604 | 5246 | 1045 | 1617 | 2472 | 259157.9787 | 52011.9787 | 69.9086
APR | 139182 | 17698 | 18524 | 30767 | 6464.8658 | 0 | 7346 | 5528 | 7170 | 6992 | 2228 | 2624 | 4931 | 870 | 1941 | 2058 | 254323.8658 | 48152.8658 | 66.879
MAY | 149664 | 19028 | 19912 | 33085 | 5226.6612 | 0 | 8773 | 5620 | 7255 | 7115 | 2185 | 2573 | 5072 | 975 | 2264 | 2304 | 271051.6612 | 49362.6612 | 66.3477
JUN | 45265 | 5720 | 5950 | 9179 | 0 | -11534.3386 | 9105 | 6007 | 7735 | 7354 | 2313 | 2724 | 5366 | 1264 | 2329 | 2988 | 101764.6614 | 35650.6614 | 49.5148
JUL | 23260 | 2914 | 3007 | 4199 | 0 | -13069.1664 | 8425 | 6151 | 7961 | 7785 | 2391 | 2817 | 5538 | 1303 | 2103 | 3083 | 67867.8336 | 34487.8336 | 46.3546
AUG | 22991 | 2890 | 2992 | 4301 | 0 | -9509.6075 | 7783 | 5251 | 6571 | 6562 | 2014 | 2373 | 4648 | 826 | 1941 | 1954 | 63587.3925 | 30413.3925 | 40.8782
SEP | 77047 | 9784 | 10226 | 17082 | 0 | -1168.5775 | 6075 | 4609 | 6584 | 6594 | 2010 | 2368 | 4737 | 1015 | 1779 | 2402 | 151143.4225 | 37004.4225 | 51.395
OCT | 75544 | 9596 | 10033 | 16873 | 2040.3139 | 0 | 3810 | 2407 | 3614 | 3662 | 948 | 1116 | 2135 | 377 | 1617 | 890 | 134662.3139 | 22616.3139 | 30.3983
NOV | 70356 | 8940 | 9351 | 15761 | 4903.5421 | 0 | 1777 | 537 | 766 | 742 | 198 | 231 | 437 | 276 | 1456 | 652 | 116383.5421 | 11975.5421 | 16.6327
DEC | 61187 | 7778 | 8137 | 13736 | 3759.8992 | 0 | 2144 | 1123 | 1607 | 1621 | 580 | 682 | 1342 | 268 | 1294 | 634 | 105892.8992 | 15054.8992 | 20.2351
Total | 976727 | 124088 | 129762 | 215136 | 45922.0512 | -35281.6899 | 69017 | 48089 | 65115 | 64691 | 20016 | 23574 | 46265 | 10130 | 20929 | 23959 | 1848138.3612 | 402425.3612
468986
|  | JAN | FEB | MAR | APR | MAY | JUN | JUL | AUG | SEP | OCT | NOV | DEC | TOTAL
| TOTAL CUSTOMER DELIVERIES | 52594 | 68741 | 88215 | 110628 | 126377 | 128043 | 129863 | 114602 | 88276 | 62086 | 40602 | 41161 | 1051188
| TOTAL CANAL LOSSES | 739 | 1283 | 2185 | 2959 | 3425 | 3464 | 3382 | 2663 | 2559 | 2343 | 1892 | 1423 | 28317
| MWD LAKE STORAGE THRU T/O | 0 | 362 | 1489 | 1849 | 2587 | 2792 | 1712 | 1759 | 1674 | 2509 | 3023 | 352 | 20108
| SRP/CAP EXCHANGE WATER | -3348 | 0 | 0 | 0 | 0 | -5000 | -1652 | 0 | 0 | 0 | 0 | 0 | -10000
| WADDELL PUMPING | 40000 | 20000 | 54000 | 30000 | 24000 | 0 | 0 | 0 | 0 | 12000 | 28000 | 21000 | 229000
| WADDELL RELEASES | 0 | 0 | 0 | 0 | 0 | -82000 | -109000 | -95000 | -12000 | 0 | 0 | 0 | -298000
| COLORADO RIVER DIVERSIONS | 89985 | 90386 | 145889 | 145436 | 156389 | 47299 | 24305 | 24024 | 80509 | 78938 | 73517 | 63936 | 1020613 | 1020613
| COLORADO RIVER ACTUAL | 89985 | 90386 | 145889 | 145436 | 156389 | 47299 | 24305 | 24024 | 80509 | 78938 | 73517 | 63936 | 1020613
| Run Hours per day for diversion | 57.3664 | 63.7959 | 93.0059 | 95.8076 | 99.6997 | 30.3199 | 15.0775 | 14.9032 | 53.0362 | 50.3239 | 48.4302 | 40.7599 | 20210.1584
| MWPP Shape | 4x17 | 4x17 | 2x16 | 2x16 | 2x16 | 3x3x2 | 3x1x0 | 3x1x0 | 5x16 | 1x8 | 1x8 | 1x8
|  | 3x2 | 3x2 | 3x24 | 3x24 | 3x24 |  |  |  | 2x2 | 4x24 | 4x24 | 2x24
|  | 2x5 | 2x5 | [6 empty] | 1X6 |  |  | 2x1
| MWPP Shape Plan Hrs | 60.3871 | 71.5714 | 88 | 94 | 100 | 36.6667 | 14.3871 | 14.2581 | 53.3333 | 48.6452 | 44 | 38 | 20189.5714
| MWPP MWh | 90417.6 | 96793.2 | 131762.4 | 136206 | 149730 | 53130 | 21541.8 | 21348.6 | 77280 | 72836.4 | 63756 | 56897.4 | 971699.4 | MWPP
| West Load MWh | 43852.536 | 46944.702 | 63904.764 | 66059.91 | 72619.05 | 25768.05 | 10447.773 | 10354.071 | 37480.8 | 35325.654 | 30921.66 | 27595.239 | 471274.209 | West
| West Load Hourly | 58.9416 | 69.8582 | 85.8935 | 91.7499 | 97.6063 | 35.789 | 14.0427 | 13.9168 | 52.0567 | 47.4807 | 42.9467 | 37.0904 | 402425.3612 | Non-west
| Non-West Load Hourly | 38.8037 | 52.9093 | 69.9086 | 66.879 | 66.3477 | 49.5148 | 46.3546 | 40.8782 | 51.395 | 30.3983 | 16.6327 | 20.2351 | 1845398.9702
| Total Base Load Hourly | 98 | 123 | 156 | 159 | 164 | 85 | 60 | 55 | 103 | 78 | 60 | 57

## Lake Pleasant Forecast
Blue Text = | Manual Input
Red Text = | Computed by Lookup Macros
Purple Text = | Data Linked to other Worksheets
|  | Lake Volume December Previous Year = | 734885 | AF
|  | Cap Storage Account December Previous Year = | 557600 | AF
|  | Lake Elevation December Previous Year = | 1689.88 | FT
|  | Lake Surface Area December Previous Year = | 9000.2403 | ACRES
EOM Elevatoins
[8 empty] | N E W W A D D E L L D A M / L A K E P L E A S A N T R E S E R V O I R | [17 empty] | 2012 | 2013 | 2014 | 2015 | 2016 | 2017 | 2018 | 2019 | 2020 | 2021 | 2022
[25 empty] | Jan | 1684.58 | 1668.54 | 1676.01 | 1692.97 | 1691.41 | 1688.84 | 1684.54 | 1680.61 | 1690.1998 | 1681.1662 | 0
[8 empty] | O P E R A T I N G F O R E C A S T | [16 empty] | Feb | 1691.71 | 1679.39 | 1682.06 | 1695.21 | 1694.6 | 1693.6 | 1688.46 | 1694.83 | 1693.66 | 1683.7994 | 0
[25 empty] | Mar | 1695.97 | 1686.95 | 1687.21 | 1696.1 | 1693.55 | 1696.84 | 1691.01 | 1696.57 | 1696.7 | 1689.8682 | 0
[8 empty] | 2021 | [16 empty] | Apr | 1695.87 | 1682.49 | 1687.74 | 1692.06 | 1696.16 | 1697.48 | 1690.89 | 1695.77 | 1696.1109 | 1692.7747 | 0
[16 empty] | Accounts Estimated see Waddell Accounting for Acutals | [5 empty] | Dead Storage | 3488 |  | May | 1693.14 | 1679.39 | 1686.17 | 1695.14 | 1697.04 | 1699.2 | 1690.06 | 1695.49 | 1693.78 | 1694.5323 | 0
[8 empty] | Compiled by CAWCD Water Control Branch | [13 empty] | Inactive Conservation | 34353 |  | Jun | 1683.69 | 1668.83 | 1677.62 | 1685.16 | 1683.71 | 1685.59 | 1676.82 | 1685.6 | 1681.1 | 1684.7297 | 0
[22 empty] | Mitigation | 50000 |  | Jul | 1653.2 | 1655.42 | 1664.9 | 1673.81 | 1668.34 | 1672.97 | 1661.6 | 1673.7 | 1671.67 | 1670.9541 | 0
| (E O M) | (E O M) | (E O M) | (E O M) | [11 empty] | (E O M) | (E O M) |  |  |  | (E O M) |  | 87841 |  | Aug | 1652.62 | 1641.57 | 1660.54 | 1660.2 | 1656.11 | 1659.82 | 1636.42 | 1663 | 1661.2798 | 1657.8171 | 0
[10 empty] | ADJUSTED |  | M W D |  |  |  | M W D | C A P |  |  |  | C A P |  |  |  | Sep | 1638.68 | 1646.14 | 1663.61 | 1665.25 | 1655.21 | 1658.56 | 1637.44 | 1668 | 1659.68 | 1656.0126 | 0
| W.S. | LAKE | USABLE | SURFACE |  |  | NET | TOTAL | TOTAL | GAGED | M W D | TURNOUT | C A P | C A P | FLOOD | STORAGE | STORAGE | T O T A L | C A P | LOSSES | STORAGE | RESERVE |  |  | Oct | 1640.34 | 1657.17 | 1666.06 | 1667.24 | 1660.29 | 1663.98 | 1654.22 | 1672.13 | 1666.1202 | 1657.7541 | 0
MONTH | ELEVATION | VOLUME | VOLUME | AREA | EVAP | PRECIP | EVAP | EVAP | SEEPAGE | INFLOW | OUTFLOW | FLOW | PUMPAGE | OUTFLOW | RELEASES | ACCOUNT | ACCOUNT | EVAPORATION | EVAPORATION | (GAIN) / LOSS | ACCOUNT | 30-DAY | 60-DAY | 90-DAY | Nov | 1656.7 | 1667.83 | 1672.78 | 1673.02 | 1669.95 | 1672.25 | 1665.14 | 1685.71 | 1674.5115 | 1661.6824 | 0
| (FT) | (AF) | (AF) | (ACRES) | (INCHES) | (INCHES) | (INCHES) | (AF) | (AF) | (AF) | (AF) | (AF) | (AF) | (AF) | (AF) | (AF) | (AF) | (AF) | (AF) | (AF) | (AF) |  |  |  | Dec | 1664.26 | 1672.96 | 1679.81 | 1678.56 | 1676.81 | 1680.49 | 1674.98 | 1689.88 | 1676.0049 | 1664.6988 | 0
JANUARY | 1690.1998 | 737767.4995 | 699926.4995 | 9024.1857 | 3.09 | 1.96 | 1.13 | 795.618 | 62 | 84 | 0 | 0 | 71569 | 0 | 0 | 126690.2443 | 573236.2552 | 847.5226 | 599.4237 | 4260.1375 | 628569.5763 | 1478440.2036 | 4394646.2286 | 6840718.8519
[22 empty] | -849870.6273 | -3766076.6523 | -6212149.2757 | Jan
FEBRUARY | 1693.66 | 769444.72 | 731603.72 | 9285.5 | 3.75 | 0 | 3.75 | 2820.058 | 56 | 59 | 0 | 1500 | 35134 | 0 | 0 | 124043.0781 | 607560.6419 | 2820.058 | 2309.6132 | -943.6337 | 607560.6419 | 2916206.025 | 5362278.6483 | 8918801.4702
[22 empty] | -2308645.383 | -4754718.0064 | -8311240.8283 | Feb
MARCH | 1696.7 | 798029.2 | 760188.2 | 9522.3 | 5.05 | 0.2 | 4.85 | 3752.8896 | 62 | 34 | 0 | 3973 | 33356 | 437 | 0 | 118852.1469 | 641336.0531 | 3752.8896 | 3116.5889 | 16638.3616 | 641336.0531 | 2446072.6234 | 6002595.4453 | 8819066.8893
[22 empty] | -1804736.5703 | -5361259.3922 | -8177730.8362 | Mar
APRIL | 1696.1109 | 792431.7908 | 754590.7908 | 9475.7575 | 8.33 | 0.16 | 8.17 | 6483.0993 | 60 | 13 | 597 | 2121 | 2171 | 1292 | 0 | 115724.2323 | 638866.5584 | 6483.0993 | 5469.4946 | 155.9381 | 638866.5584 | 3556522.8219 | 6372994.266 | 9166992.1
[22 empty] | -2917656.2635 | -5734127.7075 | -8528125.5416 | Apr
MAY | 1693.78 | 770559.76 | 732718.76 | 9294.5 | 9.95 | 0 | 9.95 | 7856.9823 | 62 | 0 | 0 | 2837 | 262 | 16465 | 0 | 113870.2351 | 618848.5249 | 7856.9823 | 6652.0335 | -1478.6956 | 618848.5249 | 2816471.4441 | 5610469.2781 | 8525814.2489
[22 empty] | -2197622.9191 | -4991620.7532 | -7906965.724 | May
JUNE | 1681.1 | 658636 | 620795 | 8379.8 | 11.29 | 0.04 | 11.25 | 8713.5938 | 60 | 0 | 0 | 3311 | 0 | 103469 | 0 | 109463.9081 | 511331.0919 | 8713.5938 | 7359.433 | 74.9501 | 511331.0919 | 2793997.8341 | 5709342.8049 | 10034789.1649
[22 empty] | -2282666.7422 | -5198011.713 | -9523458.073 | Jun
JULY | 1671.67 | 582373.5053 | 544532.5053 | 7810.1884 | 7.36 | 4.82 | 2.54 | 1773.7243 | 62 | 6586 | 0 | 1027 | 998 | 80046 | 0 | 112683.3794 | 431849.1259 | 1773.7243 | 1460.966 | -1786.2765 | 431849.1259 | 2915344.9708 | 7240791.3308 | 13321863.5297
[22 empty] | -2483495.8449 | -6808942.2049 | -12890014.4038 | Jul
AUGUST | 1661.2798 | 504327.7324 | 466486.7324 | 7220.1102 | 5.91 | 2.88 | 3.03 | 1972.0726 | 62 | 594 | 0 | 1135 | 0 | 76446 | 0 | 111512.5863 | 354974.1461 | 1972.0726 | 1563.9798 | 219.5012 | 354974.1461 | 4325446.36 | 10406518.5589 | 15981309.4869
[22 empty] | -3970472.2139 | -10051544.4128 | -15626335.3407 | Aug
SEPTEMBER | 1659.68 | 492848.12 | 455007.12 | 7130.8 | 7.16 | 0.6 | 6.56 | 3946.9936 | 60 | 200 | 0 | 2911 | 608 | 8333 | 0 | 107850.4477 | 347156.6723 | 3946.9936 | 3003.4738 | -3604.72 | 347156.6723 | 6081072.1988 | 11655863.1268 | 17783186.2364
[22 empty] | -5733915.5265 | -11308706.4545 | -17436029.564 | Sep
OCTOBER | 1666.1202 | 539916.8617 | 502075.8617 | 7488.2107 | 3.5 | 0.25 | 3.25 | 1931.2583 | 62 | 2000 | 0 | 2881 | 47000 | 0 | 0 | 106511.6811 | 395564.1806 | 1931.2583 | 1473.4917 | 2485.2543 | 395564.1806 | 5574790.928 | 11702114.0375 | 11759898.8311
[22 empty] | -5179226.7474 | -11306549.8569 | -11364334.6505 | Oct
NOVEMBER | 1674.5115 | 604795.202 | 566954.202 | 7972.1581 | 4 | 0.6 | 3.4 | 2121.6597 | 60 | 2000 | 0 | 3310 | 65000 | 0 | 0 | 104751.5866 | 462202.6153 | 2121.6597 | 1671.5653 | 6822.9759 | 462202.6153 | 6127323.1095 | 6185107.9031 | 6251551.8431
[22 empty] | -5665120.4942 | -5722905.2878 | -5789349.2277 | Nov
DECEMBER | 1676.0049 | 616766.5089 | 578925.5089 | 8061.2984 | 3 | 1 | 2 | 1328.693 | 62 | 2300 | 0 | 941 | 11000 | 0 | 0 | 105865.0947 | 473060.4143 | 1328.693 | 1083.201 | 13216.4795 | 473060.4143 | 57784.7936 | 124228.7335 | 214781.585
[22 empty] | 415275.6207 | 348831.6808 | 258278.8292 | Dec
66443.9399
A N N U A L T O T A L |  |  |  |  | 72.39 | 12.51 | 59.88 | 43496.6424 | 730 | 13870 | 597 | 25947 | 267098 | 286488 | 0 |  |  | 43548.5471 | 35763.2646 | 36060.2725
90552.8515
(E O M) : END-OF-MONTH VALUES
THE RAINFALL AND AGUA FRIA GAGED INFLOWS ARE BASED ON A NORMAL YEAR.
NOTE: The MWD Turnout volumes represent Colorado River water delivered through the MWD Turnout as an exchange for MWD lake water which is not released from Lake Pleasant. This water is credited to the CAP Storage Account.
N E W W A D D E L L D A M / L A K E P L E A S A N T R E S E R V O I R
O P E R A T I N G F O R E C A S T
2022
Accounts Estimated see Waddell Accounting for Acutals
Compiled by CAWCD Water Control Branch
| (E O M) | (E O M) | (E O M) | (E O M) | [11 empty] | (E O M) | (E O M) |  |  |  | (E O M)
[10 empty] | ADJUSTED |  | M W D |  |  |  | M W D | C A P |  |  | SEEPAGE | C A P
| W.S. | LAKE | USABLE | SURFACE |  |  | NET | TOTAL | TOTAL | GAGED | M W D | TURNOUT | C A P | C A P | FLOOD | STORAGE | STORAGE | T O T A L | C A P | LOSSES | STORAGE | RESERVE
MONTH | ELEVATION | VOLUME | VOLUME | AREA | EVAP | PRECIP | EVAP | EVAP | SEEPAGE | INFLOW | OUTFLOW | FLOW | PUMPAGE | OUTFLOW | RELEASES | ACCOUNT | ACCOUNT | EVAPORATION | EVAPORATION | (GAIN) / LOSS | ACCOUNT | 30-DAY | 60-DAY | 90-DAY
| (FT) | (AF) | (AF) | (ACRES) | (INCHES) | (INCHES) | (INCHES) | (AF) | (AF) | (AF) | (AF) | (AF) | (AF) | (AF) | (AF) | (AF) | (AF) | (AF) | (AF) | (AF) | (AF)
JANUARY | 1681.1662 | 659191.6692 | 621350.6692 | 8384.3036 | 3 | 1.4 | 1.6 | 1074.8398 | 62 | 3500 | 0 | 0 | 40000 | 0 | 0 | 109168.5443 | 512182.1248 | 1074.8398 | 878.2894 | 0 | 512182.1248 | 66443.9399 | 156996.7914 | 294036.6858
[22 empty] | 445738.1849 | 355185.3334 | 218145.4391 | Jan
FEBRUARY | 1683.7994 | 681503.8928 | 643662.8928 | 8562.3594 | 3 | 1.3 | 1.7 | 1187.7763 | 56 | 3500 | 0 | 362 | 20000 | 0 | 0 | 112097.8573 | 531565.0355 | 1187.7763 | 979.0893 | 0 | 531565.0355 | 90552.8515 | 227592.7458 | 369948.8512
[22 empty] | 441012.184 | 303972.2897 | 161616.1843 | Feb
MARCH | 1689.8682 | 734778.42 | 696937.42 | 8999.3751 | 5 | 0.9 | 4.1 | 2925.4728 | 62 | 2200 | 0 | 1489 | 54000 | 0 | 0 | 112299.3682 | 584638.0518 | 2925.4728 | 2415.9837 | 0 | 584638.0518 | 137039.8943 | 279395.9997 | 466488.731
[22 empty] | 447598.1575 | 305242.0521 | 118149.3208 | Mar
APRIL | 1692.7747 | 761253.7689 | 723412.7689 | 9218.8738 | 7 | 0.3 | 6.7 | 5024.6511 | 60 | 1500 | 0 | 1849 | 30000 | 0 | 0 | 111140.7329 | 612272.036 | 5024.6511 | 4215.0158 | 0 | 612272.036 | 142356.1054 | 329448.8367 | 481526.2155
[22 empty] | 469915.9306 | 282823.1994 | 130745.8206 | Apr
MAY | 1694.5323 | 777571.3741 | 739730.3741 | 9351.4526 | 10 | 0 | 10 | 7682.3948 | 62 | 0 | 0 | 2587 | 24000 | 0 | 0 | 107373.4565 | 632356.9176 | 7682.3948 | 6502.1185 | 0 | 632356.9176 | 187092.7313 | 339170.1101 | 477252.1764
[22 empty] | 445264.1863 | 293186.8075 | 155104.7412 | May
JUNE | 1684.7297 | 689499.2093 | 651658.2093 | 8625.6182 | 11 | 0 | 11 | 8572.1648 | 60 | 0 | 0 | 2792 | 0 | 82000 | 0 | 105837.1883 | 545821.0209 | 8572.1648 | 7327.8967 | -2500 | 545821.0209 | 152077.3788 | 290159.4451 | 388579.1301
[22 empty] | 393743.6421 | 255661.5758 | 157241.8908 | Jun
JULY | 1670.9541 | 576795.5537 | 538954.5537 | 7769.8811 | 11 | 0.7 | 10.3 | 7403.6556 | 62 | 1200 | 0 | 1712 | 0 | 109000 | 0 | 106622.745 | 432331.8087 | 7403.6556 | 6201.2122 | -2500 | 432331.8087 | 138082.0663 | 236501.7513 | 316310.9913 |  | EOM Elevatoins 2012: colored cell means didn't go thru turnout, actually delivered from lake thru beardsley canal, due to AF Tunnel outage
[22 empty] | 294249.7424 | 195830.0574 | 116020.8174 | Jul
AUGUST | 1657.8171 | 479668.1429 | 441827.1429 | 7019.026 | 10 | 1 | 9 | 5827.4108 | 62 | 1200 | 0 | 1759 | 0 | 95000 | 0 | 107410.8935 | 334416.2493 | 5827.4108 | 4674.5594 | -2500 | 334416.2493 | 98419.685 | 178228.925 | 237603.3615 |  | EOM Elevatoins 2012: colored cell means some flow didn't go thru turnout, actually delivered from lake thru beardsley canal
[22 empty] | 235996.5644 | 156187.3243 | 96812.8879 | Aug
SEPTEMBER | 1656.0126 | 467098.2354 | 429257.2354 | 6910.7557 | 8 | 0.7 | 7.3 | 4269.9075 | 60 | 1200 | 0 | 1674 | 0 | 12000 | 0 | 108398.8528 | 320858.3826 | 4269.9075 | 3231.8667 | -2500 | 320858.3826 | 79809.2401 | 139183.6765 | 184539.7852
[22 empty] | 241049.1425 | 181674.7061 | 136318.5974 | Sep
OCTOBER | 1657.7541 | 479226.5723 | 441385.5723 | 7015.2487 | 3.5 | 0.25 | 3.25 | 1871.663 | 62 | 2000 | 0 | 2509 | 12000 | 0 | 0 | 107417.2082 | 333968.3642 | 1871.663 | 1399.0184 | 0 | 333968.3642 | 59374.4364 | 104730.5452 | 170604.2575
[22 empty] | 274593.9278 | 229237.819 | 163364.1067 | Oct
NOVEMBER | 1661.6824 | 507238.9186 | 469397.9186 | 7241.8514 | 4 | 0.6 | 3.4 | 1987.6538 | 60 | 2000 | 0 | 3023 | 28000 | 0 | 0 | 105910.4854 | 363487.4331 | 1987.6538 | 1503.9311 | 0 | 363487.4331 | 45356.1087 | 111229.8211 | 188349.2943
[22 empty] | 318131.3244 | 252257.612 | 175138.1388 | Nov
DECEMBER | 1664.6988 | 529331.9433 | 491490.9433 | 7406.734 | 3 | 1 | 2 | 1206.9752 | 62 | 2300 | 0 | 352 | 21000 | 0 | 0 | 107586.155 | 383904.7883 | 1206.9752 | 934.6448 | 0 | 383904.7883 | 65873.7123 | 142993.1856 | 247961.4581
[22 empty] | 318031.0759 | 240911.6027 | 135943.3301 | Dec
77119.4732
A N N U A L T O T A L |  |  |  |  | 78.5 | 8.15 | 70.35 | 49034.5656 | 730 | 20600 | 0 | 20108 | 229000 | 298000 | 0 |  |  | 49034.5656 | 40263.626 | -10000
104968.2726

## Lake Pleasant Rolling Schedule
LAKE PLEASANT | [6 empty] | Assigned value to base |  | 30.2
| CAP Storage | Adjustment | Cummulative |  | Rolling Avg |  | Monthly $ | Cummulative | Total Inventory | Avg Cost
| AF | (CHANGE)AF | Adj (AF) | MWH/AF | $/MWH | Cost/AF | Adj | Annual Adj | Value | ($/AF)
Note: Inflows to L.P. valued @ budget consumption rate * Monthly MWH aggregate rate. Outflows at weighted average cost of all inflows to date.
Bal Fwd Aug-06 | 317439 | -136844 | -169698 | na |  |  | -4652696 | -5064516.9996 | 10791940.6354 | 33.9969
2006-09-01 | 328120 | 10681 | -159017 | 1.715 | 20.2945 | 34.8051 | 371753.3106 | -4692763.689 | 11163693.946 | 34.0232
2006-10-05 | 404932 | 76812 | -82205 | 1.715 | 20.7307 | 35.5532 | 2730913.0751 | -1961850.6139 | 13894607.0311 | 34.3134
2006-11-05 | 453459 | 48527 | -33678 | 1.715 | 20.7061 | 35.511 | 1723243.0919 | -238607.522 | 15617850.123 | 34.4416
2006-12-05 | 525562 | 72103 | 38425 | 1.715 | 20.1548 | 34.5655 | 2492272.6734 | 2253665.1513 | 18110122.7864 | 34.4586
2007-01-05 | 577181 | 51619 | 90044 | 1.8312 | 22.3393 | 40.9087 | 2111663.6392 | 2111663.6392 | 20221786.4255 | 35.0354
2007-02-05 | 615270 | 38089 | 128133 | 1.8312 | 22.7843 | 41.7236 | 1589210.9844 | 3700874.6236 | 21810997.41 | 35.4495
2007-03-05 | 633525 | 18255 | 146388 | 1.8312 | 22.7843 | 41.7236 | 761664.6938 | 4462539.3174 | 22572662.1037 | 35.6303
Note: Inflows to L.P. valued @ budget consumption rate * Monthly MWH aggregate rate. Outflows at weighted average cost of all inflows to date.
Bal Fwd Mar-06 | 633525 | 18255 | 146388 | na | na | na | 761664.6938 | 4462539.3174 | 22572662.1037 | 35.6303
2007-04-07 | 622792 | -10733 | 135655 | 1.8312 | na | 35.63 | -382416.79 | 4080122.5274 | 22190245.3137 | 35.6303
2007-05-07 | 576239 | -46553 | 89102 | 1.8312 | na | 35.63 | -1658683.39 | 2421439.1374 | 20531561.9237 | 35.6303
2007-06-07 | 505101 | -71138 | 17964 | 1.8312 | na | 35.63 | -2534646.94 | -113207.8026 | 17996914.9837 | 35.6303
2007-07-07 | 403213 | -101888 | -83924 | 1.8312 | na | 35.63 | -3630269.44 | -3743477.2426 | 14366645.5437 | 35.6304
2007-08-07 | 257938 | -145275 | -229199 | 1.8312 | na | 35.63 | -5176148.25 | -8919625.4926 | 9190497.2937 | 35.6306
2007-09-07 | 221155 | -36783 | -265982 | 1.8312 | na | 35.63 | -1310578.29 | -10230203.7826 | 7879919.0037 | 35.6308
Note: Inflows to L.P. valued @ budget consumption rate * Monthly MWH aggregate rate. Outflows at weighted average cost of all inflows to date.
Bal Fwd Sep-07 | 221155 | -36783 | -265982 | na |  |  | -1310578.29 | -10230203.7826 | 7879919.0037 | 35.6308
2007-10-05 | 271343 | 50188 | -215794 | 1.8312 | 22.8334 | 41.8135 | 2098538.0476 | -8131665.735 | 9978457.0513 | 36.7743
2007-11-05 | 323800 | 52457 | -163337 | 1.8312 | 22.8287 | 41.8049 | 2192961.581 | -5938704.1541 | 12171418.6323 | 37.5893
2007-12-05 | 381074 | 57274 | -106063 | 1.8312 | 21.8915 | 40.0886 | 2296035.4714 | -3642668.6827 | 14467454.1037 | 37.9649
2008-01-05 | 480452 | 99378 | -6685 | 1.838 | 21.9581 | 40.3593 | 4010821.9743 | 4010821.9743 | 18478276.078 | 38.4602
2008-02-05 | 568905 | 88453 | 81768 | 1.838 | 21.6484 | 39.7901 | 3519554.0263 | 7530376.0005 | 21997830.1042 | 38.667
2008-03-05 | 591976 | 23071 | 104839 | 1.838 | 21.7391 | 39.9569 | 921845.6347 | 8452221.6353 | 22919675.739 | 38.7172
Note: Inflows to L.P. valued @ budget consumption rate * Monthly MWH aggregate rate. Outflows at weighted average cost of all inflows to date.
Bal Fwd Apr-08 | 591976 | 23071 | 104839 | na | na | na | 921845.6347 | 8452221.6353 | 22919675.739 | 38.7172
2008-04-05 | 578602 | -13374 | 91465 | 1.838 | 21.905 | 38.72 | -517841.28 | 7934380.3553 | 22401834.459 | 38.7172
Note: Inflows to L.P. valued @ budget consumption rate * Monthly MWH aggregate rate. Outflows at weighted average cost of all inflows to date.
Bal Fwd Apr-08 | 578602 | -13374 | 91465 | 1.838 |  |  | -517841.28 | 7934380.3553 | 22401834.459 | 38.7172
2008-05-08 | 587292 | 8690 | 100155 | 1.838 | 21.8747 | 40.2061 | 349391.1031 | 8283771.4583 | 22751225.562 | 38.7392
Note: Inflows to L.P. valued @ budget consumption rate * Monthly MWH aggregate rate. Outflows at weighted average cost of all inflows to date.
Bal Fwd Apr-08 | 587292 | 8690 | 100155 | na | na | na | 349391.1031 | 8283771.4583 | 22751225.562 | 38.7392
2008-06-30 | 524800 | -62492 | 37663 | 1.838 | na | 38.74 | -2420940.08 | 5862831.3783 | 20330285.482 | 38.7391
2008-07-31 | 430110 | -94690 | -57027 | 1.838 | na | 38.74 | -3668290.6 | 2194540.7783 | 16661994.882 | 38.7389
2008-08-31 | 301171 | -128939 | -185966 | 1.838 | na | 38.74 | -4995096.86 | -2800556.0817 | 11666898.022 | 38.7385
2008-09-30 | 247818 | -53353 | -239319 | 1.838 | na | 38.74 | -2066895.22 | -4867451.3017 | 9600002.802 | 38.7381
Note: Inflows to L.P. valued @ budget consumption rate * Monthly MWH aggregate rate. Outflows at weighted average cost of all inflows to date.
Bal Fwd Sep-08 | 247818 | -53353 | -239319 | na |  |  | -2066895.22 | -4867451.3017 | 9600002.802 | 38.7381
2008-10-05 | 274660 | 26842 | -212477 | 1.838 | 25.0671 | 46.0737 | 1236711.0617 | -3630740.24 | 10836713.8637 | 39.455
2008-11-05 | 368745 | 94085 | -118392 | 1.838 | 25.8158 | 47.4498 | 4464310.3784 | 833570.1384 | 15301024.2521 | 41.4949
2008-12-30 | 366684 | -2061 | -120453 | 1.838 | na | 41.49 | -85510.89 | 748059.2484 | 15215513.3621 | 41.4949
2009-01-09 | 461361 | 94677 | -25776 | 1.8262 | 28.0738 | 51.2671 | 4853818.0427 | 4853818.0427 | 20069331.4048 | 43.5003
2009-02-09 | 544623 | 83262 | 57486 | 1.8262 | 28.9585 | 52.8827 | 4403119.7344 | 9256937.7772 | 24472451.1393 | 44.9347
2009-03-09 | 589699 | 45076 | 102562 | 1.8262 | 31.2138 | 57.0014 | 2569393.1426 | 11826330.9197 | 27041844.2818 | 45.857
2009-04-09 | 608344 | 18645 | 121207 | 1.8262 | 32.1418 | 58.6959 | 1094384.4685 | 12920715.3882 | 28136228.7503 | 46.2505 | Lock in Cost/AF as water is withdrawn
2009-05-09 | 593083 | -15261 | 105946 | 1.8262 | 30.9774 | 46.2505 | -705829.2462 | 12214886.142 | 27430399.5041 | 46.2505
2009-06-09 | 505655 | -87428 | 18518 | 1.8262 | 30.803 | 46.2505 | -4043590.8091 | 8171295.3329 | 23386808.695 | 46.2505
2009-07-09 | 384552 | -121103 | -102585 | 1.8262 | 30.5733 | 46.2505 | -5601077.2036 | 2570218.1293 | 17785731.4914 | 46.2505
2009-08-01 | 256501 | -128051 | -230636 | 1.8262 | 30.7522 | 46.2505 | -5922425.8441 | -3352207.7148 | 11863305.6473 | 46.2505
2009-09-09 | 267760 | 11259 | -219377 | 1.8262 | 30.6866 | 56.0385 | 630937.6274 | -2721270.0875 | 12494243.2747 | 46.6621
2009-10-09 | 286978 | 19218 | -200159 | 1.8262 | 31.0942 | 56.7829 | 1091254.2417 | -1630015.8457 | 13585497.5164 | 47.3399
2009-11-09 | 365799 | 78821 | -121338 | 1.8262 | 31.1316 | 56.8512 | 4481069.934 | 2851054.0883 | 18066567.4504 | 49.3893
2009-12-09 | 431547 | 65748 | -55590 | 1.8262 | 30.5902 | 55.8624 | 3672844.0347 | 6523898.123 | 21739411.4851 | 50.3755
2010-01-01 | 535042 | 103495 | 103495 | 1.78 | 30.1501 | 53.6671 | 5554271.43 | 5554271.43 | 27293682.9151 | 51.0122 | No entry posted in January
Jan-10 Adj | [6 empty] | -1610011.5258 | 3944259.9042 | 25683671.3893 |  | Adjust energy cost for 30,000 A/F of rain in Jan
2010-02-01 | 573353 | 38311 | 141806 | 1.78 | 31.2034 | 55.542 | 2127870.03 | 6072129.9342 | 27811541.4193 | 48.5068
2010-03-01 | 619276 | 45923 | 187729 | 1.78 | 30.9996 | 55.1791 | 2533991.05 | 8606120.9842 | 30345532.4693 | 49.0016
2010-04-01 | 613000 | -6276 | 181453 | 1.78 | 32.0479 | 49.0016 | -307534.22 | 8298586.7642 | 30037998.2493 | 49.0016 | Lock in Cost/AF as water is withdrawn
2010-05-01 | 608126 | -4874 | 176579 | 1.78 | 32.2758 | 49.0016 | -238833.94 | 8059752.8242 | 29799164.3093 | 49.0016
2010-06-01 | 565502.6833 | -42623.3167 | 133955.6833 | 1.78 | 32.1669 | 49.0016 | -2088611.93 | 5971140.8942 | 27710552.3793 | 49.0016
2010-07-01 | 395952.2201 | -169550.4632 | -35594.7799 | 1.78 | 32.5137 | 49.0016 | -8308248.8 | -2337107.9058 | 19402303.5793 | 49.0016
2010-08-01 | 287614.9895 | -108337.2306 | -143932.0105 | 1.78 | 32.5607 | 49.0016 | -5308700.72 | -7645808.6258 | 14093602.8593 | 49.0016
2010-09-01 | 283519.5945 | -4095.395 | -148027.4055 | 1.78 | 32.7105 | 49.0016 | -200681.0245 | -7846489.6503 | 13892921.8348 | 49.0016
2010-10-01 | 338914.0751 | 55394.4805 | -92632.9249 | 1.78 | 32.4839 | 57.8213 | 3202980.1383 | -4643509.5119 | 17095901.9732 | 50.4432
2010-11-01 | 404999 | 66084.9249 | -26548 | 1.78 | 32.0659 | 57.0772 | 3771944.4604 | -871565.0516 | 20867846.4335 | 51.5257
2010-12-01 | 510315.2178 | 105316.2178 | 78768.2178 | 1.78 | 32.0334 | 57.0193 | 6005059.8283 | 5133494.7768 | 26872906.2619 | 52.6594
2011-01-01 | 530886.5213 | 20571.3035 | 20571.3035 | 1.8805 | 32.0832 | 60.3319 | 1241106.43 | 1241106.43 | 28114012.6919 | 52.9567
2011-02-01 | 583348.1908 | 52461.6695 | 73032.973 | 1.8805 | 31.0884 | 58.4611 | 3066968.58 | 4308075.01 | 31180981.2718 | 53.4517
2011-03-04 | 627825.8174 | 44477.6265 | 117510.5996 | 1.8805 | 29.9812 | 56.3792 | 2507611.0655 | 6815686.0755 | 33688592.3373 | 53.6591
2011-04-04 | 648671.4717 | 20845.6543 | 138356.2539 | 1.8805 | 30.3023 | 56.9829 | 1187845.1332 | 8003531.2086 | 34876437.4705 | 53.7659
2011-05-05 | 628743.9743 | -19927.4974 | 118428.7565 | 1.8805 | 30.4503 | 53.7659 | -1071420.8134 | 6932110.3952 | 33805016.6571 | 53.7659
2011-06-05 | 549662.5318 | -79081.4425 | 39347.314 | 1.8805 | 30.3973 | 53.7659 | -4251888.829 | 2680221.5663 | 29553127.8281 | 53.7659
2011-07-06 | 389610.116 | -160052.4159 | -120705.1018 | 1.8805 | 30.8222 | 53.7659 | -8605370.0792 | -5925148.5129 | 20947757.7489 | 53.7659
2011-08-06 | 227981.1831 | -161628.9328 | -282334.0346 | 1.8805 | 30.8609 | 53.7659 | -8690133.0117 | -14615281.5246 | 12257624.7373 | 53.7659
2011-09-06 | 187374.8712 | -40606.3119 | -322940.3465 | 1.8805 | 31.0386 | 53.7659 | -2183236.9067 | -16798518.4312 | 10074387.8306 | 53.7659
2011-10-07 | 240528.8459 | 53153.9746 | -269786.3719 | 1.8805 | 29.59 | 55.6435 | 2957670.8254 | -13840847.6058 | 13032058.656 | 54.1809
2011-11-07 | 364124.4004 | 123595.5546 | -146190.8173 | 1.8805 | 29.59 | 55.6435 | 6877283.7501 | -6963563.8557 | 19909342.4061 | 54.6773
2011-12-08 | 452547.7704 | 88423.3699 | -57767.4474 | 1.8805 | 29.59 | 55.6435 | 4920181.8561 | -2043381.9996 | 24829524.2723 | 54.8661
2012-01-01 | 561433.164 | 108885.3936 | 108885.3936 | 1.8907 | 31.03 | 58.6685 | 6388137.42 | 6388137.42 | 31217661.6923 | 55.6035
2012-02-01 | 629222.579 | 67789.415 | 176674.8086 | 1.8907 | 31.03 | 58.6685 | 3977099.9997 | 10365237.4197 | 35194761.692 | 55.9337
2012-03-03 | 674176.3962 | 44953.8172 | 221628.6258 | 1.8907 | 31.03 | 58.6685 | 2637370.8401 | 13002608.2598 | 37832132.5321 | 56.1161
2012-04-03 | 675108.5166 | 932.1204 | 222560.7462 | 1.8907 | 31.03 | 58.6685 | 54686.0608 | 13057294.3206 | 37886818.5929 | 56.1196 | Lock in Cost/AF as water is withdrawn
2012-05-04 | 654427.6274 | -20680.8891 | 201879.8571 | 1.8907 | 31.03 | 56.1196 | -1160603.1855 | 11896691.1351 | 36726215.4074 | 56.1196
2012-06-04 | 570962.7962 | -83464.8313 | 118415.0258 | 1.8907 | 31.03 | 56.1196 | -4684012.7821 | 7212678.353 | 32042202.6253 | 56.1196
2012-07-05 | 428542.6024 | -142420.1938 | -24005.1679 | 1.8907 | 31.03 | 56.1196 | -7992564.0293 | -779885.6763 | 24049638.596 | 56.1196
2012-08-05 | 333018.9207 | -95523.6817 | -119528.8496 | 1.8907 | 31.03 | 56.1196 | -5360750.6212 | -6140636.2975 | 18688887.9748 | 56.1196
2012-09-05 | 333323.9879 | 305.0672 | -119223.7825 | 1.8907 | 31.03 | 58.6685 | 17897.8186 | -6122738.4789 | 18706785.7934 | 56.1219
2012-10-06 | 258215.0002 | -75108.9877 | -194332.7702 | 1.8907 | 31.03 | 56.1219 | -4215261.4149 | -10337999.8938 | 14491524.3785 | 56.1219
2012-11-06 | 368938.5172 | 110723.517 | -83609.2532 | 1.8907 | 31.03 | 58.6685 | 6495977.2799 | -3842022.6138 | 20987501.6584 | 56.8862
2012-12-07 | 425895.0241 | 56956.5069 | -26652.7463 | 1.8907 | 31.03 | 58.6685 | 3341550.0575 | -500472.5563 | 24329051.716 | 57.1245
2013-01-01 | 454989.406 | 29094.3819 | 29094.3819 | 1.8435 | 30.7 | 56.5946 | 1646583.79 | 1646583.79 | 25975635.506 | 57.0906
2013-02-01 | 544514.8363 | 89525.4304 | 118619.8122 | 1.8435 | 30.7 | 56.5946 | 5066652.4776 | 6713236.2676 | 31042287.9836 | 57.0091
2013-03-04 | 612087.6187 | 67572.7824 | 186192.5946 | 1.8435 | 30.7 | 56.5946 | 3824251.991 | 10537488.2586 | 34866539.9745 | 56.9633
2013-04-04 | 578145.6606 | -33941.9581 | 152250.6365 | 1.8435 | 30.7 | 56.9633 | -1933446.4675 | 8604041.7911 | 32933093.5071 | 56.9633 | Lock in Cost/AF as water is withdrawn
2013-05-05 | 556206.7752 | -21938.8854 | 130311.7511 | 1.8435 | 30.7 | 56.9633 | -1249711.642 | 7354330.1492 | 31683381.8651 | 56.9633
2013-06-05 | 475096.7508 | -81110.0244 | 49201.7267 | 1.8435 | 30.7 | 56.9633 | -4620295.8895 | 2734034.2596 | 27063085.9756 | 56.9633
2013-07-06 | 378593.7277 | -96503.0231 | -47301.2964 | 1.8435 | 30.7 | 56.9633 | -5497132.1252 | -2763097.8655 | 21565953.8504 | 56.9633
2013-08-06 | 289882.923 | -88710.8046 | -136012.1011 | 1.8435 | 30.7 | 56.9633 | -5053261.5282 | -7816359.3938 | 16512692.3222 | 56.9633
2013-09-06 | 316034.9073 | 26151.9843 | -109860.1168 | 1.8435 | 30.7 | 56.5946 | 1480060.0858 | -6336299.308 | 17992752.408 | 56.9328
2013-10-07 | 394904.8538 | 78869.9465 | -30990.1703 | 1.8435 | 30.7 | 56.5946 | 4463610.041 | -1872689.267 | 22456362.449 | 56.8652
2013-11-07 | 476727.8939 | 81823.04 | 50832.8698 | 1.8435 | 30.7 | 56.5946 | 4630739.0753 | 2758049.8083 | 27087101.5243 | 56.8188
2013-12-08 | 518153.156 | 41425.2621 | 92258.1319 | 1.8435 | 30.7 | 56.5946 | 2344444.5481 | 5102494.3564 | 29431546.0724 | 56.8009
2014-01-01 | 543086.0018 | 24932.8458 | 24932.8458 | 1.8694 | 32.24 | 60.2707 | 1502718.9 | 1502718.9 | 30934264.9724 | 56.9602
2014-02-01 | 594863.3056 | 51777.3038 | 76710.1496 | 1.8694 | 32.24 | 60.2707 | 3120651.9131 | 4623370.8131 | 34054916.8855 | 57.2483
2014-03-04 | 640630.3619 | 45767.0563 | 122477.2059 | 1.8694 | 32.24 | 60.2707 | 2758410.3733 | 7381781.1864 | 36813327.2588 | 57.4642
2014-04-04 | 645146.0787 | 4515.7168 | 126992.9227 | 1.8694 | 32.24 | 60.2707 | 272165.1985 | 7653946.385 | 37085492.4573 | 57.4839 | Lock in Cost/AF as water is withdrawn
2014-05-05 | 630201.8021 | -14944.2766 | 112048.6461 | 1.8694 | 32.24 | 57.4839 | -859054.8315 | 6794891.5535 | 36226437.6259 | 57.4839
2014-06-05 | 559247.6545 | -70954.1477 | 41094.4985 | 1.8694 | 32.24 | 57.4839 | -4078718.9048 | 2716172.6487 | 32147718.721 | 57.4839
2014-07-06 | 461116.0868 | -98131.5677 | -57037.0692 | 1.8694 | 32.24 | 57.4839 | -5640982.1496 | -2924809.501 | 26506736.5714 | 57.4839
2014-08-06 | 392344.0627 | -68772.024 | -125809.0933 | 1.8694 | 32.24 | 57.4839 | -3953281.9979 | -6878091.4989 | 22553454.5735 | 57.4839
2014-09-06 | 412990.85 | 20646.7872 | -105162.3061 | 1.8694 | 32.24 | 60.2707 | 1244395.3506 | -5633696.1483 | 23797849.9241 | 57.6232
2014-10-07 | 432267.4717 | 19276.6217 | -85885.6843 | 1.8694 | 32.24 | 60.2707 | 1161814.5808 | -4471881.5675 | 24959664.5049 | 57.7413
2014-11-07 | 487614.0243 | 55346.5526 | -30539.1318 | 1.8694 | 32.24 | 60.2707 | 3335772.8677 | -1136108.6999 | 28295437.3725 | 58.0284
2014-12-08 | 545309.9341 | 57695.9099 | 27156.7781 | 1.8694 | 32.24 | 60.2707 | 3477370.1682 | 2341261.4683 | 31772807.5407 | 58.2656
2015-01-01 | 660132 | 114822.0659 | 114822.0659 | 1.9192 | 36.6 | 70.2418 | 8065303.8 | 8065303.8 | 39838111.3407 | 60.3487
2015-02-01 | 684028.7922 | 23896.7922 | 138718.8581 | 1.9192 | 36.6 | 70.2418 | 1678552.7047 | 9743856.5047 | 41516664.0454 | 60.6943
2015-03-04 | 688642.1179 | 4613.3257 | 143332.1838 | 1.9192 | 36.6 | 70.2418 | 324048.1067 | 10067904.6114 | 41840712.1521 | 60.7583
2015-04-04 | 653208.1779 | -35433.94 | 107898.2438 | 1.9192 | 36.6 | 60.7583 | -2152905.3246 | 7914999.2868 | 39687806.8275 | 60.7583
2015-05-05 | 681890.3938 | 28682.2159 | 136580.4597 | 1.9192 | 36.6 | 70.2418 | 2014689.2786 | 9929688.5654 | 41702496.106 | 61.1572
2015-06-05 | 593692.5455 | -88197.8484 | 48382.6113 | 1.9192 | 36.6 | 61.1572 | -5393932.0176 | 4535756.5478 | 36308564.0885 | 61.1572
2015-07-06 | 500324.5716 | -93367.9739 | -44985.3626 | 1.9192 | 36.6 | 61.1572 | -5710122.3358 | -1174365.788 | 30598441.7526 | 61.1572
2015-08-06 | 399082.6662 | -101241.9054 | -146227.2679 | 1.9192 | 36.6 | 61.1572 | -6191669.809 | -7366035.5971 | 24406771.9436 | 61.1572
2015-09-06 | 435576.1239 | 36493.4577 | -109733.8102 | 1.9192 | 36.6 | 70.2418 | 2563364.6364 | -4802670.9607 | 26970136.58 | 61.9183
2015-10-07 | 452392.3131 | 16816.1892 | -92917.621 | 1.9192 | 36.6 | 70.2418 | 1181198.6988 | -3621472.2618 | 28151335.2789 | 62.2277
2015-11-07 | 502337.4906 | 49945.1775 | -42972.4436 | 1.9192 | 36.6 | 70.2418 | 3508237.0854 | -113235.1765 | 31659572.3642 | 63.0245
2015-12-08 | 549621 | 47283.5094 | 4311.0659 | 1.9192 | 36.6 | 70.2418 | 3321276.8424 | 3208041.666 | 34980849.2066 | 63.6454
2016-01-01 | 657358.9386 | 107737.9386 | 107737.9386 | 1.9181 | 43.54 | 83.5143 | 8997656.63 | 8997656.63 | 43978505.8366 | 66.9018
2016-02-01 | 689152.2184 | 31793.2798 | 139531.2184 | 1.9181 | 43.54 | 83.5143 | 2655192.9453 | 11652849.5753 | 46633698.7819 | 67.6682
2016-03-03 | 682031.3766 | -7120.8418 | 132410.3766 | 1.9181 | 43.54 | 67.6682 | -481854.6363 | 11170994.939 | 46151844.1456 | 67.6682
2016-04-03 | 706150.2536 | 24118.877 | 156529.2536 | 1.9181 | 43.54 | 83.5143 | 2014270.7002 | 13185265.6392 | 48166114.8458 | 68.2094
2016-05-04 | 714347.0446 | 8196.791 | 164726.0446 | 1.9181 | 43.54 | 83.5143 | 684549.1193 | 13869814.7585 | 48850663.9651 | 68.3851
2016-06-04 | 595833.9098 | -118513.1348 | 46212.9098 | 1.9181 | 43.54 | 68.3851 | -8104527.5778 | 5765287.1807 | 40746136.3874 | 68.3851
2016-07-05 | 470669.6961 | -125164.2137 | -78951.3039 | 1.9181 | 43.54 | 68.3851 | -8559361.9938 | -2794074.8131 | 32186774.3935 | 68.3851
2016-08-05 | 380131.9124 | -90537.7837 | -169489.0876 | 1.9181 | 43.54 | 68.3851 | -6191431.5736 | -8985506.3867 | 25995342.82 | 68.3851
2016-09-05 | 375621.8083 | -4510.1042 | -173999.1917 | 1.9181 | 43.54 | 68.3851 | -308423.7359 | -9293930.1225 | 25686919.0841 | 68.3851
2016-10-06 | 414254.2464 | 38632.4382 | -135366.7536 | 1.9181 | 43.54 | 83.5143 | 3226360.35 | -6067569.7725 | 28913279.4341 | 69.796
2016-11-06 | 491323.4287 | 77069.1823 | -58297.5713 | 1.9181 | 43.54 | 83.5143 | 6436377.4483 | 368807.6758 | 35349656.8824 | 71.9478
2016-12-07 | 545059.7417 | 53736.313 | -4561.2583 | 1.9181 | 43.54 | 83.5143 | 4487749.6183 | 4856557.2941 | 39837406.5007 | 73.0881
2017-01-01 | 624288.6694 | 79228.9276 | 79228.9276 | 1.9637 | 31.86 | 62.5629 | 4956790.13 | 4956790.13 | 44794196.6307 | 71.7524
2017-02-01 | 634103.2956 | 9814.6262 | 89043.5538 | 1.9637 | 31.86 | 62.5629 | 614031.3091 | 5570821.4391 | 45408227.9398 | 71.6101
2017-03-04 | 653973.1008 | 19869.8052 | 108913.359 | 1.9637 | 31.86 | 62.5629 | 1243112.2986 | 6813933.7377 | 46651340.2384 | 71.3353
2017-04-04 | 657005.496 | 3032.3952 | 111945.7543 | 1.9637 | 31.86 | 62.5629 | 189715.3891 | 7003649.1268 | 46841055.6275 | 71.2948
2017-05-05 | 674528.0898 | 17522.5938 | 129468.348 | 1.9637 | 31.86 | 62.5629 | 1096263.9853 | 8099913.1121 | 47937319.6128 | 71.0679
2017-06-05 | 551970.8142 | -122557.2756 | 6911.0725 | 1.9637 | 31.86 | 71.0679 | -8709892.708 | -609979.5959 | 39227426.9048 | 71.0679
2017-07-06 | 447930.5065 | -104040.3077 | -97129.2352 | 1.9637 | 31.86 | 71.0679 | -7393930.006 | -8003909.6019 | 31833496.8988 | 71.0679
2017-08-06 | 349096.2878 | -98834.2187 | -195963.454 | 1.9637 | 31.86 | 71.0679 | -7023944.0045 | -15027853.6065 | 24809552.8942 | 71.0679
2017-09-06 | 343366.2531 | -5730.0347 | -201693.4887 | 1.9637 | 31.86 | 71.0679 | -407221.7431 | -15435075.3496 | 24402331.1511 | 71.0679
2017-10-07 | 386713.6951 | 43347.442 | -158346.0467 | 1.9637 | 31.86 | 62.5629 | 2711940.9451 | -12723134.4045 | 27114272.0962 | 70.1146
2017-11-07 | 454466.9341 | 67753.239 | -90592.8076 | 1.9637 | 31.86 | 62.5629 | 4238837.9695 | -8484296.435 | 31353110.0657 | 68.9888
2017-12-08 | 523750.7854 | 69283.8512 | -21308.9564 | 1.9637 | 31.86 | 62.5629 | 4334597.4817 | -4149698.9533 | 35687707.5474 | 68.1387
2018-01-01 | 558454.8442 | 34704.0588 | 34704.0588 | 1.8553 | 27.29 | 50.6304 | 1757078.94 | 1757078.94 | 37444786.4874 | 67.0507
2018-02-01 | 594173.5141 | 35718.6699 | 70422.7287 | 1.8553 | 27.29 | 50.6304 | 1808449.0572 | 3565527.9972 | 39253235.5446 | 66.0636
2018-03-04 | 618722.2694 | 24548.7553 | 94971.484 | 1.8553 | 27.29 | 50.6304 | 1242912.2804 | 4808440.2775 | 40496147.825 | 65.4513
2018-04-04 | 619313.5479 | 591.2785 | 95562.7625 | 1.8553 | 27.29 | 50.6304 | 29936.6416 | 4838376.9191 | 40526084.4665 | 65.4371
2018-05-05 | 616149.8993 | -3163.6486 | 92399.1139 | 1.8553 | 27.29 | 65.4371 | -207019.998 | 4631356.9211 | 40319064.4685 | 65.4371
2018-06-05 | 505308.2151 | -110841.6841 | -18442.5702 | 1.8553 | 27.29 | 65.4371 | -7253158.7103 | -2621801.7892 | 33065905.7582 | 65.4371
2018-07-06 | 385799.4735 | -119508.7416 | -137951.3118 | 1.8553 | 27.29 | 65.4371 | -7820305.8424 | -10442107.6317 | 25245599.9158 | 65.4371
2018-08-06 | 222588.3818 | -163211.0917 | -301162.4036 | 1.8553 | 27.29 | 65.4371 | -10680061.033 | -21122168.6647 | 14565538.8827 | 65.4371
2018-09-06 | 230656.2512 | 8067.8694 | -293094.5342 | 1.8553 | 27.29 | 50.6304 | 408479.1182 | -20713689.5465 | 14974018.0009 | 64.9192
2018-10-07 | 325149.1247 | 94492.8736 | -198601.6606 | 1.8553 | 27.29 | 50.6304 | 4784208.0568 | -15929481.4898 | 19758226.0577 | 60.7667
2018-11-07 | 408112.8822 | 82963.7574 | -115637.9032 | 1.8553 | 27.29 | 50.6304 | 4200484.7728 | -11728996.7169 | 23958710.8305 | 58.7061
2018-12-08 | 487253.8331 | 79140.9509 | -36496.9523 | 1.8553 | 27.29 | 50.6304 | 4006934.7112 | -7722062.0057 | 27965645.5417 | 57.3944
2019-01-01 | 531307.4109 | 44053.5779 | 44053.5779 | 1.8401 | 31.14 | 57.3014 | 2524330.49 | 2524330.49 | 30489976.0317 | 57.3867
2019-02-01 | 630578.2944 | 99270.8834 | 143324.4613 | 1.8401 | 31.14 | 57.3014 | 5688357.8926 | 8212688.3826 | 36178333.9243 | 57.3733
2019-03-04 | 628742.3277 | -1835.9667 | 141488.4946 | 1.8401 | 31.14 | 57.3733 | -105335.3985 | 8107352.9841 | 36072998.5258 | 57.3733
2019-04-04 | 622867.4315 | -5874.8961 | 135613.5985 | 1.8401 | 31.14 | 57.3733 | -337061.9563 | 7770291.0278 | 35735936.5695 | 57.3733
2019-05-05 | 622449 | -418.4315 | 135195.1669 | 1.8401 | 31.14 | 57.3733 | -24006.7831 | 7746284.2447 | 35711929.7864 | 57.3733
2019-06-05 | 535859.2033 | -86589.7967 | 48605.3702 | 1.8401 | 31.14 | 57.3733 | -4967939.1251 | 2778345.1196 | 30743990.6613 | 57.3733
2019-07-06 | 439225.4404 | -96633.7629 | -48028.3927 | 1.8401 | 31.14 | 57.3733 | -5544194.2321 | -2765849.1126 | 25199796.4291 | 57.3733
2019-08-06 | 362139.4508 | -77085.9896 | -125114.3823 | 1.8401 | 31.14 | 57.3733 | -4422674.7077 | -7188523.8203 | 20777121.7214 | 57.3733
2019-09-06 | 393163.5478 | 31024.097 | -94090.2853 | 1.8401 | 31.14 | 57.3014 | 1777723.3489 | -5410800.4714 | 22554845.0703 | 57.3676
2019-10-07 | 429829.5962 | 36666.0484 | -57424.2369 | 1.8401 | 31.14 | 57.3014 | 2101014.9075 | -3309785.5639 | 24655859.9778 | 57.3619
2019-11-07 | 531306.3882 | 101476.792 | 44052.5551 | 1.8401 | 31.14 | 57.3014 | 5814759.4827 | 2504973.9188 | 30470619.4605 | 57.3504
2019-12-08 | 557600.487 | 26294.0988 | 70346.6539 | 1.8401 | 31.14 | 57.3014 | 1506687.9548 | 4011661.8736 | 31977307.4153 | 57.3481
2020-01-01 | 576373.8145 | 18773.3275 | 18773.3275 | 1.7922 | 25.19 | 45.1458 | 847536.55 | 847536.55 | 32824843.9653 | 56.9506
2020-02-01 | 579071.2432 | 2697.4287 | 21470.7562 | 1.7922 | 25.19 | 45.1458 | 121777.5285 | 969314.0785 | 32946621.4938 | 56.8956
2020-03-03 | 617058 | 37986.7568 | 59457.513 | 1.7922 | 25.19 | 45.1458 | 1714941.8394 | 2684255.9179 | 34661563.3332 | 56.1723
2020-04-03 | 618022.4648 | 964.4648 | 60421.9777 | 1.7922 | 25.19 | 45.1458 | 43541.5154 | 2727797.4333 | 34705104.8485 | 56.1551
2020-05-04 | 600801.8572 | -17220.6075 | 43201.3702 | 1.7922 | 25.19 | 56.1551 | -967024.7013 | 1760772.7319 | 33738080.1472 | 56.1551
2020-06-04 | 510376.5637 | -90425.2935 | -47223.9233 | 1.7922 | 25.19 | 56.1551 | -5077840.1624 | -3317067.4305 | 28660239.9848 | 56.1551
2020-07-05 | 394644 | -115732.5637 | -162956.487 | 1.7922 | 25.19 | 56.1551 | -6498972.1037 | -9816039.5343 | 22161267.881 | 56.1551
2020-08-05 | 271510.6567 | -123133.3433 | -286089.8303 | 1.7922 | 25.19 | 56.1551 | -6914563.5177 | -16730603.052 | 15246704.3633 | 56.1551
2020-09-05 | 300715.8627 | 29205.2059 | -256884.6243 | 1.7922 | 25.19 | 45.1458 | 1318491.8592 | -15412111.1928 | 16565196.2225 | 55.0859
2020-10-06 | 363403.3486 | 62687.4859 | -194197.1384 | 1.7922 | 25.19 | 45.1458 | 2830075.5726 | -12582035.6202 | 19395271.7951 | 53.3712
2020-11-06 | 424505.3823 | 61102.0337 | -133095.1047 | 1.7922 | 25.19 | 45.1458 | 2758499.0929 | -9823536.5273 | 22153770.888 | 52.1873
2020-12-07 | 473060.4143 | 77715.6542 | -55379.4505 | 1.7922 | 25.19 | 45.1458 | 3508533.979 | -6315002.5483 | 25662304.867 | 51.0976
2021-01-01 | 573112.8895 | 100052.4752 | 100052.4752 | 1.7922 | 28.34 | 50.7912 | 5081789.78 | 5081789.78 | 30744094.647 | 53.644
2021-02-01 | 607321.6632 | 34208.7737 | 134261.2489 | 1.7922 | 28.34 | 50.7912 | 1737506.2035 | 6819295.9835 | 32481600.8505 | 53.4834
2021-03-04 | 640964.7007 | 33643.0375 | 167904.2864 | 1.7922 | 28.34 | 50.7912 | 1708771.7607 | 8528067.7442 | 34190372.6112 | 53.3421
2021-04-04 | 637853 | -3111.7007 | 164792.5857 | 1.7922 | 28.34 | 53.3421 | -165984.5002 | 8362083.244 | 34024388.1109 | 53.3421
2021-05-05 | 617818 | -20035 | 144757.5857 | 1.7922 | 28.34 | 53.3421 | -1068708.0186 | 7293375.2254 | 32955680.0923 | 53.3421
2021-06-05 | 509991.6831 | -107826.3169 | 36931.2689 | 1.7922 | 28.34 | 53.3421 | -5751677.0375 | 1541698.1879 | 27204003.0549 | 53.3421
2021-07-06 | 371976.55 | -138015.1332 | -101083.8643 | 1.7922 | 28.34 | 53.3421 | -7362010.457 | -5820312.2692 | 19841992.5978 | 53.3421
2021-08-06 | 270715.1971 | -101261.3528 | -202345.2171 | 1.7922 | 28.34 | 53.3421 | -5401488.3836 | -11221800.6527 | 14440504.2142 | 53.3421
2021-09-06 | 282875.2487 | 12160.0515 | -190185.1656 | 1.7922 | 28.34 | 50.7912 | 617624.157 | -10604176.4958 | 15058128.3712 | 53.2324
2021-10-07 | 346468.1896 | 63592.9409 | -126592.2247 | 1.7922 | 28.34 | 50.7912 | 3229964.6413 | -7374211.8545 | 18288093.0125 | 52.7843
2021-11-07 | 430241.8037 | 83773.6142 | -42818.6105 | 1.7922 | 28.34 | 50.7912 | 4254966.1596 | -3119245.6948 | 22543059.1721 | 52.3963
2021-12-08 | 473060.4143 | 42818.6105 | 0 | 1.7922 | 28.34 | 50.7912 | 2174810.5371 | -944435.1578 | 24717869.7092 | 52.251
2022-01-01 | 512182.1248 | 39121.7106 | 39121.7106 | 1.8839 | 24.8678 | 46.8478 | 1832766.03 | 1832766.03 | 26550635.7392 | 51.8383
2022-02-01 | 531565.0355 | 19382.9107 | 58504.6212 | 1.8839 | 24.8678 | 46.8478 | 908046.7015 | 2740812.7315 | 27458682.4407 | 51.6563
2022-03-04 | 584638.0518 | 53073.0163 | 111577.6375 | 1.8839 | 24.8678 | 46.8478 | 2486353.9963 | 5227166.7278 | 29945036.437 | 51.2198
2022-04-04 | 612272.036 | 27633.9842 | 139211.6218 | 1.8839 | 24.8678 | 46.8478 | 1294591.3366 | 6521758.0643 | 31239627.7735 | 51.0225
2022-05-05 | 632356.9176 | 20084.8815 | 159296.5033 | 1.8839 | 24.8678 | 46.8478 | 940932.4923 | 7462690.5567 | 32180560.2659 | 50.8899
2022-06-05 | 545821.0209 | -86535.8967 | 72760.6067 | 1.8839 | 24.8678 | 50.8899 | -4403800.3857 | 3058890.171 | 27776759.8802 | 50.8899
2022-07-06 | 432331.8087 | -113489.2122 | -40728.6056 | 1.8839 | 24.8678 | 50.8899 | -5775451.0654 | -2716560.8944 | 22001308.8148 | 50.8899
2022-08-06 | 334416.2493 | -97915.5594 | -138644.1649 | 1.8839 | 24.8678 | 50.8899 | -4982909.9229 | -7699470.8173 | 17018398.8919 | 50.8899
2022-09-06 | 320858.3826 | -13557.8667 | -152202.0317 | 1.8839 | 24.8678 | 50.8899 | -689958.0535 | -8389428.8708 | 16328440.8384 | 50.8899
2022-10-07 | 333968.3642 | 13109.9816 | -139092.0501 | 1.8839 | 24.8678 | 46.8478 | 614173.7825 | -7775255.0883 | 16942614.6209 | 50.7312
2022-11-07 | 363487.4331 | 29519.0689 | -109572.9812 | 1.8839 | 24.8678 | 46.8478 | 1382903.4046 | -6392351.6836 | 18325518.0256 | 50.4158
2022-12-08 | 383904.7883 | 20417.3552 | -89155.626 | 1.8839 | 24.8678 | 46.8478 | 956508.1502 | -5435843.5334 | 19282026.1758 | 50.2261 | 5.1711
2023-01-01 | 457487.1082 | 73582.32 | 73582.32 | 1.8204 | 32.081 | 58.4015 | 4297316.25 | 4297316.25 | 23579342.4258 | 51.541
2023-02-01 | 511045.1214 | 53558.0132 | 127140.3332 | 1.8204 | 32.081 | 58.4015 | 3127867.1345 | 7425183.3845 | 26707209.5603 | 52.26
2023-03-04 | 538325.7539 | 27280.6325 | 154420.9656 | 1.8204 | 32.081 | 58.4015 | 1593229.2608 | 9018412.6453 | 28300438.8211 | 52.5712
2023-04-04 | 546580.2838 | 8254.5299 | 162675.4955 | 1.8204 | 32.081 | 58.4015 | 482076.7451 | 9500489.3903 | 28782515.5661 | 52.6593
2023-05-05 | 531982.6907 | -14597.5931 | 148077.9024 | 1.8204 | 32.081 | 52.6593 | -768698.5125 | 8731790.8778 | 28013817.0536 | 52.6593
2023-06-05 | 447002.7365 | -84979.9542 | 63097.9482 | 1.8204 | 32.081 | 52.6593 | -4474981.86 | 4256809.0178 | 23538835.1936 | 52.6593
2023-07-06 | 329296.3672 | -117706.3693 | -54608.4211 | 1.8204 | 32.081 | 52.6593 | -6198330.7958 | -1941521.778 | 17340504.3978 | 52.6593
2023-08-06 | 246452.8614 | -82843.5058 | -137451.9269 | 1.8204 | 32.081 | 52.6593 | -4362478.0596 | -6303999.8376 | 12978026.3382 | 52.6593
2023-09-06 | 245295.1058 | -1157.7556 | -138609.6825 | 1.8204 | 32.081 | 52.6593 | -60966.5588 | -6364966.3964 | 12917059.7794 | 52.6593
2023-10-07 | 285692.3669 | 40397.2611 | -98212.4214 | 1.8204 | 32.081 | 58.4015 | 2359259.7596 | -4005706.6368 | 15276319.539 | 53.4712
2023-11-07 | 359085.537 | 73393.1701 | -24819.2513 | 1.8204 | 32.081 | 58.4015 | 4286269.6148 | 280562.9779 | 19562589.1537 | 54.4789
2023-12-08 | 408093.3805 | 49007.8435 | 24188.5922 | 1.8204 | 32.081 | 58.4015 | 2862130.4985 | 3142693.4764 | 22424719.6522 | 54.95
Note on F96: pdomeika: Bob's number -- couldn't back into it but this was what was used for the journal entry

## 2022 Transaction Totals
ACES TRANSACTION SUMMARY FOR JANUARY 2022 | [6 empty] | Total Monthly Sales & Purchases |  |  | Total Monthly Spread Transactions |  |  | Total Monthly Transactions inc. Spread |  |  | LONG TERM RESOURCE SUMMARY FOR 2021
MWh | Unit Price | Total Dollars | Buy/Sell | Commodity | Product | Trader | MWh | Unit Price | Total Dollars | MWh | Unit Price | Total Dollars | MWh | Unit Price | Total Dollars | SRP FLEET OPTION
| #DIV/0! |  | Buy | Power | Annual | CAWCD | [9 empty] | 26040 | 57.0375 | 1485256.5
143600 | 29.5777 | 4247354 | Buy | Power | Monthly | ACES/CAWCD | 143600 | 29.5777 | 4247354 | [6 empty] | SOLAR
32268 | 40 | 1290720 | Buy | Power | Day Ahead | ACES
| #DIV/0! |  | Buy | Power | Intraday | ACES | [9 empty] | 5286.8343 | 24.99 | 132117.9893
| #DIV/0! |  | Buy | Power | Real Time | ACES | 32268 | 40 | 1290720 | [6 empty] | HOOVER
|  |  | Buy | Cur Per Adj | N/A | ACES | 175868 | 31.4899 | 5538074 |  | #DIV/0! |  | 175868 | 31.4899 | 5538074 | 7280 | 43.87 | 319373.6
| #DIV/0! |  | Sell | Power | Monthly | ACES/CAWCD | [9 empty] | 214474.8343 | 34.8517 | 7474822.0893 | Total Purchases
51001 | 60 | 3060060 | Sell | Power | Day Ahead | ACES | [9 empty] | 163473.8343 | 27.0059 | 4414762.0893 | Total Purchases Net Sales
| #DIV/0! |  | Sell | Power | Intraday | ACES
| #DIV/0! |  | Sell | Power | Real Time | ACES | 51001 | 60 | 3060060 |  | #DIV/0! |  | 51001 | 60 | 3060060
MWh | Unit Price | Total Dollars | Buy/Sell | Commodity | Product | Trader | 124867
| #DIV/0! |  | Buy | Transmission | Day Ahead | ACES | Net MWh |  | -19.8452 |  | Spread Dollars | 0 | 124867 | NET ACTIVITY | 2478014
ACES TRANSACTION SUMMARY FOR FEBRUARY 2022 | [6 empty] | Total Monthly Sales & Purchases |  |  | Total Monthly Spread Transactions |  |  | Total Monthly Transactions inc. Spread
MWh | Unit Price | Total Dollars | Buy/Sell | Commodity | Product | Trader | MWh | Unit Price | Total Dollars | MWh | Unit Price | Total Dollars | MWh | Unit Price | Total Dollars | SRP FLEET OPTION
| #DIV/0! |  | Buy | Power | Annual | CAWCD | [9 empty] | 23520 | 57.0375 | 1341522
128000 | 29.6519 | 3795448 | Buy | Power | Monthly | ACES/CAWCD | 128000 | 29.6519 | 3795448 | [6 empty] | SOLAR
46781 | 40 | 1871240 | Buy | Power | Day Ahead | ACES
| #DIV/0! |  | Buy | Power | Intraday | ACES | [9 empty] | 5951.8225 | 24.99 | 148736.0453
| #DIV/0! |  | Buy | Power | Real Time | ACES | 46781 | 40 | 1871240 | [6 empty] | HOOVER
|  |  | Buy | Cur Per Adj | N/A | ACES | 174781 | 32.4216 | 5666688 |  | #DIV/0! |  | 174781 | 32.4216 | 5666688 | 7698 | 43.87 | 337711.26
| #DIV/0! |  | Sell | Power | Monthly | ACES/CAWCD | [9 empty] | 211950.8225 | 35.3604 | 7494657.3053 | Total Purchases
32413 | 55 | 1782715 | Sell | Power | Day Ahead | ACES | [9 empty] | 179537.8225 | 31.8147 | 5711942.3053 | Total Purchases Net Sales
| #DIV/0! |  | Sell | Power | Intraday | ACES
| #DIV/0! |  | Sell | Power | Real Time | ACES | 32413 | 55 | 1782715 |  | #DIV/0! |  | 32413 | 55 | 1782715
MWh | Unit Price | Total Dollars | Buy/Sell | Commodity | Product | Trader | 142368
| #DIV/0! |  | Buy | Transmission | Day Ahead | ACES | Net MWh |  | -27.2812 |  | Spread Dollars | 0 | 142368 | NET ACTIVITY | 3883973
ACES TRANSACTION SUMMARY FOR MARCH 2022 | [6 empty] | Total Monthly Sales & Purchases |  |  | Total Monthly Spread Transactions |  |  | Total Monthly Transactions inc. Spread
MWh | Unit Price | Total Dollars | Buy/Sell | Commodity | Product | Trader | MWh | Unit Price | Total Dollars | MWh | Unit Price | Total Dollars | MWh | Unit Price | Total Dollars | SRP FLEET OPTION
| #DIV/0! |  | Buy | Power | Annual | CAWCD | [9 empty] | 26040 | 48.7824 | 1270294.1843
141200 | 29.6725 | 4189762 | Buy | Power | Monthly | ACES/CAWCD | 141200 | 29.6725 | 4189762 | [6 empty] | SOLAR
81920 | 35 | 2867200 | Buy | Power | Day Ahead | ACES
| #DIV/0! |  | Buy | Power | Intraday | ACES | [9 empty] | 7751.5789 | 24.99 | 193711.9569
| #DIV/0! |  | Buy | Power | Real Time | ACES | 81920 | 35 | 2867200 | [6 empty] | HOOVER
|  |  | Buy | Cur Per Adj | N/A | ACES | 223120 | 31.6285 | 7056962 |  |  |  | 223120 | 31.6285 | 7056962 | 13033 | 43.87 | 571757.71
| #DIV/0! |  | Sell | Power | Monthly | ACES/CAWCD | [9 empty] | 269944.5789 | 33.6837 | 9092725.8511 | Total Purchases
22426 | 50 | 1121300 | Sell | Power | Day Ahead | ACES | [9 empty] | 247518.5789 | 32.2054 | 7971425.8511 | Total Purchases Net Sales
| #DIV/0! |  | Sell | Power | Intraday | ACES
| #DIV/0! |  | Sell | Power | Real Time | ACES | 22426 | 50 | 1121300 |  |  |  | 22426 | 50 | 1121300
MWh | Unit Price | Total Dollars | Buy/Sell | Commodity | Product | Trader | 200694
| #DIV/0! |  | Buy | Transmission | Day Ahead | ACES | Net MWh |  | -29.5757 |  | Spread Dollars | 0 | 200694 | NET ACTIVITY | 5935662
ACES TRANSACTION SUMMARY FOR APRIL 2021 | [6 empty] | Total Monthly Sales & Purchases |  |  | Total Monthly Spread Transactions |  |  | Total Monthly Transactions inc. Spread
MWh | Unit Price | Total Dollars | Buy/Sell | Commodity | Product | Trader | MWh | Unit Price | Total Dollars | MWh | Unit Price | Total Dollars | MWh | Unit Price | Total Dollars | SRP FLEET OPTION
| #DIV/0! |  | Buy | Power | Annual | CAWCD | [9 empty] | 25200 | 42.4923 | 1070805.015
61600 | 23.403 | 1441624 | Buy | Power | Monthly | ACES/CAWCD | 61600 | 23.403 | 1441624 | [6 empty] | SOLAR
145226 | 35 | 5082910 | Buy | Power | Day Ahead | ACES
| #DIV/0! |  | Buy | Power | Intraday | ACES | [9 empty] | 8924.4084 | 24.99 | 223020.9661
| #DIV/0! |  | Buy | Power | Real Time | ACES | 145226 | 35 | 5082910 | [6 empty] | HOOVER
|  |  | Buy | Cur Per Adj | N/A | ACES | 206826 | 31.546 | 6524534 |  |  |  | 206826 | 31.546 | 6524534 | 13808 | 43.87 | 605756.96
| #DIV/0! |  | Sell | Power | Monthly | ACES/CAWCD | [9 empty] | 254758.4084 | 33.0671 | 8424116.9411 | Total Purchases
5136 | 45 | 231120 | Sell | Power | Day Ahead | ACES | [9 empty] | 249622.4084 | 32.8216 | 8192996.9411 | Total Purchases Net Sales
| #DIV/0! |  | Sell | Power | Intraday | ACES
| #DIV/0! |  | Sell | Power | Real Time | ACES | 5136 | 45 | 231120 |  |  |  | 5136 | 45 | 231120
MWh | Unit Price | Total Dollars | Buy/Sell | Commodity | Product | Trader | 201690
| #DIV/0! |  | Buy | Transmission | Day Ahead | ACES | Net MWh |  | -31.2034 |  | Spread Dollars | 0 | 201690 | NET ACTIVITY | 6293414.14
ACES TRANSACTION SUMMARY FOR MAY 2022 | [6 empty] | Total Monthly Sales & Purchases |  |  | Total Monthly Spread Transactions |  |  | Total Monthly Transactions inc. Spread
MWh | Unit Price | Total Dollars | Buy/Sell | Commodity | Product | Trader | MWh | Unit Price | Total Dollars | MWh | Unit Price | Total Dollars | MWh | Unit Price | Total Dollars | SRP FLEET OPTION
| #DIV/0! |  | Buy | Power | Annual | CAWCD | [9 empty] | 26040 | 41.5897 | 1082995.137
64400 | 23.2591 | 1497884 | Buy | Power | Monthly | ACES/CAWCD | 64400 | 23.2591 | 1497884 | [6 empty] | SOLAR
161668 | 35 | 5658380 | Buy | Power | Day Ahead | ACES
| #DIV/0! |  | Buy | Power | Intraday | ACES | [9 empty] | 10217.6332 | 24.99 | 255338.6545
| #DIV/0! |  | Buy | Power | Real Time | ACES | 161668 | 35 | 5658380 | [6 empty] | HOOVER
|  |  | Buy | Cur Per Adj | N/A | ACES | 226068 | 31.6554 | 7156264 |  |  |  | 226068 | 31.6554 | 7156264 | 13402 | 43.87 | 587945.74
| #DIV/0! |  | Sell | Power | Monthly | ACES/CAWCD | [9 empty] | 275727.6332 | 32.9403 | 9082543.5315 | Total Purchases
4356 | 45 | 196020 | Sell | Power | Day Ahead | ACES | [9 empty] | 271371.6332 | 32.7467 | 8886523.5315 | Total Purchases Net Sales
| #DIV/0! |  | Sell | Power | Intraday | ACES
| #DIV/0! |  | Sell | Power | Real Time | ACES | 4356 | 45 | 196020 |  |  |  | 4356 | 45 | 196020
MWh | Unit Price | Total Dollars | Buy/Sell | Commodity | Product | Trader | 221712
| #DIV/0! |  | Buy | Transmission | Day Ahead | ACES | Net MWh |  | -31.3932 |  | Spread Dollars | 0 | 221712 | NET ACTIVITY | 6960244
ACES TRANSACTION SUMMARY FOR JUNE 2022 | [6 empty] | Total Monthly Sales & Purchases |  |  | Total Monthly Spread Transactions |  |  | Total Monthly Transactions inc. Spread
MWh | Unit Price | Total Dollars | Buy/Sell | Commodity | Product | Trader | MWh | Unit Price | Total Dollars | MWh | Unit Price | Total Dollars | MWh | Unit Price | Total Dollars | SRP FLEET OPTION
| #DIV/0! |  | Buy | Power | Annual | CAWCD | [9 empty] | 25200 | 42.021 | 1058929.2
61600 | 23.403 | 1441624 | Buy | Power | Monthly | ACES/CAWCD | 61600 | 23.403 | 1441624 | [6 empty] | SOLAR
35224 | 50 | 1761200 | Buy | Power | Day Ahead | ACES
| #DIV/0! |  | Buy | Power | Intraday | ACES | [9 empty] | 10005.076 | 24.99 | 250026.8499
| #DIV/0! |  | Buy | Power | Real Time | ACES | 35224 | 50 | 1761200 | [6 empty] | HOOVER
|  |  | Buy | Cur Per Adj | N/A | ACES | 96824 | 33.0788 | 3202824 |  |  |  | 96824 | 33.0788 | 3202824 | 12683 | 43.87 | 556403.21
| #DIV/0! |  | Sell | Power | Monthly | ACES/CAWCD | [9 empty] | 144712.076 | 35.0225 | 5068183.2599 | Total Purchases
29228 | 137.3614 | 4014800 | Sell | Power | Day Ahead | ACES | [9 empty] | 115484.076 | 9.1215 | 1053383.2599 | Total Purchases Net Sales
| #DIV/0! |  | Sell | Power | Intraday | ACES
| #DIV/0! |  | Sell | Power | Real Time | ACES | 29228 | 137.3614 | 4014800 |  |  |  | 29228 | 137.3614 | 4014800
MWh | Unit Price | Total Dollars | Buy/Sell | Commodity | Product | Trader | 67596
| #DIV/0! |  | Buy | Transmission | Day Ahead | ACES | Net MWh |  | 12.0122 |  | Spread Dollars | 0 | 67596 | NET ACTIVITY | -811976
ACES TRANSACTION SUMMARY FOR JULY 2022 | [6 empty] | Total Monthly Sales & Purchases |  |  | Total Monthly Spread Transactions |  |  | Total Monthly Transactions inc. Spread
MWh | Unit Price | Total Dollars | Buy/Sell | Commodity | Product | Trader | MWh | Unit Price | Total Dollars | MWh | Unit Price | Total Dollars | MWh | Unit Price | Total Dollars | SRP FLEET OPTION
| #DIV/0! |  | Buy | Power | Annual | CAWCD | [9 empty] | 26040 | 49.3615 | 1285373.7855
41840 | 36.3519 | 1520961.6 | Buy | Power | Monthly | ACES/CAWCD | 41840 | 36.3519 | 1520961.6 | [6 empty] | SOLAR
4752 | 70 | 332640 | Buy | Power | Day Ahead | ACES
| #DIV/0! |  | Buy | Power | Intraday | ACES | [9 empty] | 9031.0921 | 24.99 | 225686.9905
| #DIV/0! |  | Buy | Power | Real Time | ACES | 4752 | 70 | 332640 | [6 empty] | HOOVER
|  |  | Buy | Cur Per Adj | N/A | ACES | 46592 | 39.7837 | 1853601.6 |  |  |  | 46592 | 39.7837 | 1853601.6 | 11003 | 43.87 | 482701.61
| #DIV/0! |  | Sell | Power | Monthly | ACES/CAWCD | [9 empty] | 92666.0921 | 41.5186 | 3847363.986 | Total Purchases
26195 | 220.9964 | 5789000 | Sell | Power | Day Ahead | ACES | [9 empty] | 66471.0921 | -29.2102 | -1941636.014 | Total Purchases Net Sales
| #DIV/0! |  | Sell | Power | Intraday | ACES
| #DIV/0! |  | Sell | Power | Real Time | ACES | 26195 | 220.9964 | 5789000 |  |  |  | 26195 | 220.9964 | 5789000
MWh | Unit Price | Total Dollars | Buy/Sell | Commodity | Product | Trader | 20397
| #DIV/0! |  | Buy | Transmission | Day Ahead | ACES | Net MWh |  | 192.9401 |  | Spread Dollars | 0 | 20397 | NET ACTIVITY | -3935398.4
ACES TRANSACTION SUMMARY FOR AUGUST 2022 | [6 empty] | Total Monthly Sales & Purchases |  |  | Total Monthly Spread Transactions |  |  | Total Monthly Transactions inc. Spread
MWh | Unit Price | Total Dollars | Buy/Sell | Commodity | Product | Trader | MWh | Unit Price | Total Dollars | MWh | Unit Price | Total Dollars | MWh | Unit Price | Total Dollars | SRP FLEET OPTION
| #DIV/0! |  | Buy | Power | Annual | CAWCD | [9 empty] | 26040 | 49.5852 | 1291197.6315
38640 | 36.8021 | 1422033.6 | Buy | Power | Monthly | ACES/CAWCD | 38640 | 36.8021 | 1422033.6 | [6 empty] | SOLAR
3492 | 70 | 244440 | Buy | Power | Day Ahead | ACES
| #DIV/0! |  | Buy | Power | Intraday | ACES | [9 empty] | 8347.3063 | 24.99 | 208599.1843
| #DIV/0! |  | Buy | Power | Real Time | ACES | 3492 | 70 | 244440 | [6 empty] | HOOVER
|  |  | Buy | Cur Per Adj | N/A | ACES | 42132 | 39.5536 | 1666473.6 |  |  |  | 42132 | 39.5536 | 1666473.6 | 10503 | 43.87 | 460766.61
| #DIV/0! |  | Sell | Power | Monthly | ACES/CAWCD | [9 empty] | 87022.3063 | 41.6794 | 3627037.0258 | Total Purchases
24442 | 224.3024 | 5482400 | Sell | Power | Day Ahead | ACES | [9 empty] | 62580.3063 | -29.6477 | -1855362.9742 | Total Purchases Net Sales
| #DIV/0! |  | Sell | Power | Intraday | ACES
| #DIV/0! |  | Sell | Power | Real Time | ACES | 24442 | 224.3024 | 5482400 |  |  |  | 24442 | 224.3024 | 5482400
MWh | Unit Price | Total Dollars | Buy/Sell | Commodity | Product | Trader | 17690
| #DIV/0! |  | Buy | Transmission | Day Ahead | ACES | Net MWh |  | 215.7109 |  | Spread Dollars | 0 | 17690 | NET ACTIVITY | -3815926.4
ACES TRANSACTION SUMMARY FOR SEPTEMBER 2022 | [6 empty] | Total Monthly Sales & Purchases |  |  | Total Monthly Spread Transactions |  |  | Total Monthly Transactions inc. Spread
MWh | Unit Price | Total Dollars | Buy/Sell | Commodity | Product | Trader | MWh | Unit Price | Total Dollars | MWh | Unit Price | Total Dollars | MWh | Unit Price | Total Dollars | SRP FLEET OPTION
| #DIV/0! |  | Buy | Power | Annual | CAWCD | [9 empty] | 25200 | 48.6027 | 1224788.04
39200 | 36.5308 | 1432008 | Buy | Power | Monthly | ACES/CAWCD | 39200 | 36.5308 | 1432008 | [6 empty] | SOLAR
79620 | 70 | 5573400 | Buy | Power | Day Ahead | ACES
| #DIV/0! |  | Buy | Power | Intraday | ACES | [9 empty] | 7169.2854 | 24.99 | 179160.4433
| #DIV/0! |  | Buy | Power | Real Time | ACES | 79620 | 70 | 5573400 | [6 empty] | HOOVER
|  |  | Buy | Cur Per Adj | N/A | ACES | 118820 | 58.9582 | 7005408 |  |  |  | 118820 | 58.9582 | 7005408 | 9258 | 43.87 | 406148.46
| #DIV/0! |  | Sell | Power | Monthly | ACES/CAWCD | [9 empty] | 160447.2854 | 54.9433 | 8815504.9433 | Total Purchases
9020 | 216.408 | 1952000 | Sell | Power | Day Ahead | ACES | [9 empty] | 151427.2854 | 45.3254 | 6863504.9433 | Total Purchases Net Sales
| #DIV/0! |  | Sell | Power | Intraday | ACES
| #DIV/0! |  | Sell | Power | Real Time | ACES | 9020 | 216.408 | 1952000 |  |  |  | 9020 | 216.408 | 1952000
MWh | Unit Price | Total Dollars | Buy/Sell | Commodity | Product | Trader | 109800
| #DIV/0! |  | Buy | Transmission | Day Ahead | ACES | Net MWh |  | -46.0238 |  | Spread Dollars | 0 | 109800 | NET ACTIVITY | 5053408
ACES TRANSACTION SUMMARY FOR OCTOBER 2022 | [6 empty] | Total Monthly Sales & Purchases |  |  | Total Monthly Spread Transactions |  |  | Total Monthly Transactions inc. Spread
MWh | Unit Price | Total Dollars | Buy/Sell | Commodity | Product | Trader | MWh | Unit Price | Total Dollars | MWh | Unit Price | Total Dollars | MWh | Unit Price | Total Dollars | SRP FLEET OPTION
| #DIV/0! |  | Buy | Power | Annual | CAWCD | [9 empty] | 26040 | 43.7104 | 1138217.6768
115040 | 26.7965 | 3082674 | Buy | Power | Monthly | ACES/CAWCD | 115040 | 26.7965 | 3082674 | [6 empty] | SOLAR
34660 | 40 | 1386400 | Buy | Power | Day Ahead | ACES
| #DIV/0! |  | Buy | Power | Intraday | ACES | [9 empty] | 6662.2561 | 24.99 | 166489.7811
| #DIV/0! |  | Buy | Power | Real Time | ACES | 34660 | 40 | 1386400 | [6 empty] | HOOVER
|  |  | Buy | Cur Per Adj | N/A | ACES | 149700 | 29.8535 | 4469074 |  |  |  | 149700 | 29.8535 | 4469074 | 11604 | 43.87 | 509067.48
| #DIV/0! |  | Sell | Power | Monthly | ACES/CAWCD | [9 empty] | 194006.2561 | 32.3848 | 6282848.9379 | Total Purchases
63057 | 50 | 3152850 | Sell | Power | Day Ahead | ACES | [9 empty] | 130949.2561 | 23.9024 | 3129998.9379 | Total Purchases Net Sales
| #DIV/0! |  | Sell | Power | Intraday | ACES
| #DIV/0! |  | Sell | Power | Real Time | ACES | 63057 | 50 | 3152850 |  |  |  | 63057 | 50 | 3152850
MWh | Unit Price | Total Dollars | Buy/Sell | Commodity | Product | Trader | 86643
| #DIV/0! |  | Buy | Transmission | Day Ahead | ACES | Net MWh |  | -15.1913 |  | Spread Dollars | 0 | 86643 | NET ACTIVITY | 1316224
ACES TRANSACTION SUMMARY FOR NOVEMBER 2022 | [6 empty] | Total Monthly Sales & Purchases |  |  | Total Monthly Spread Transactions |  |  | Total Monthly Transactions inc. Spread
MWh | Unit Price | Total Dollars | Buy/Sell | Commodity | Product | Trader | MWh | Unit Price | Total Dollars | MWh | Unit Price | Total Dollars | MWh | Unit Price | Total Dollars | SRP FLEET OPTION
| #DIV/0! |  | Buy | Power | Annual | CAWCD | [9 empty] | 25200 | 48.4749 | 1221567.48
111600 | 26.7882 | 2989560 | Buy | Power | Monthly | ACES/CAWCD | 111600 | 26.7882 | 2989560 | [6 empty] | SOLAR
28170 | 40 | 1126800 | Buy | Power | Day Ahead | ACES
| #DIV/0! |  | Buy | Power | Intraday | ACES | [9 empty] | 5360.6315 | 24.99 | 133962.1822
| #DIV/0! |  | Buy | Power | Real Time | ACES | 28170 | 40 | 1126800 | [6 empty] | HOOVER
|  |  | Buy | Cur Per Adj | N/A | ACES | 139770 | 29.451 | 4116360 | 0 | #DIV/0! | 0 | 139770 | 29.451 | 4116360 | 10859 | 43.87 | 476384.33
| #DIV/0! |  | Sell | Power | Monthly | ACES/CAWCD | [9 empty] | 181189.6315 | 32.829 | 5948273.9922 | Total Purchases
74220 | 50 | 3711000 | Sell | Power | Day Ahead | ACES | [9 empty] | 106969.6315 | 20.915 | 2237273.9922 | Total Purchases Net Sales
| #DIV/0! |  | Sell | Power | Intraday | ACES
| #DIV/0! |  | Sell | Power | Real Time | ACES | 74220 | 50 | 3711000 | 0 | #DIV/0! | 0 | 74220 | 50 | 3711000
MWh | Unit Price | Total Dollars | Buy/Sell | Commodity | Product | Trader | 65550
| #DIV/0! |  | Buy | Transmission | Day Ahead | ACES | Net MWh |  | -6.184 |  | Spread Dollars | 0 | 65550 | NET ACTIVITY | 405360
ACES TRANSACTION SUMMARY FOR DECEMBER 2022 | [6 empty] | Total Monthly Sales & Purchases |  |  | Total Monthly Spread Transactions |  |  | Total Monthly Transactions inc. Spread
MWh | Unit Price | Total Dollars | Buy/Sell | Commodity | Product | Trader | MWh | Unit Price | Total Dollars | MWh | Unit Price | Total Dollars | MWh | Unit Price | Total Dollars | SRP FLEET OPTION
| #DIV/0! |  | Buy | Power | Annual | CAWCD | [9 empty] | 26040 | 53.1755 | 1384691.1593
115040 | 26.7965 | 3082674 | Buy | Power | Monthly | ACES/CAWCD | 115040 | 26.7965 | 3082674 | [6 empty] | SOLAR
24190 | 40 | 967600 | Buy | Power | Day Ahead | ACES
| #DIV/0! |  | Buy | Power | Intraday | ACES | [9 empty] | 4705.1865 | 24.99 | 117582.6117
| #DIV/0! |  | Buy | Power | Real Time | ACES | 24190 | 40 | 967600 | [6 empty] | HOOVER
|  |  | Buy | Cur Per Adj | N/A | ACES | 139230 | 29.0905 | 4050274 | 0 | #DIV/0! | 0 | 139230 | 29.0905 | 4050274 | 6521 | 43.87 | 286076.27
| #DIV/0! |  | Sell | Power | Monthly | ACES/CAWCD | [9 empty] | 176496.1865 | 33.0807 | 5838624.041 | Total Purchases
77137 | 60 | 4628220 | Sell | Power | Day Ahead | ACES | [9 empty] | 99359.1865 | 12.1821 | 1210404.041 | Total Purchases Net Sales
| #DIV/0! |  | Sell | Power | Intraday | ACES
| #DIV/0! |  | Sell | Power | Real Time | ACES | 77137 | 60 | 4628220 | 0 | #DIV/0! | 0 | 77137 | 60 | 4628220
MWh | Unit Price | Total Dollars | Buy/Sell | Commodity | Product | Trader | 62093
| #DIV/0! |  | Buy | Transmission | Day Ahead | ACES | Net MWh |  | 9.3077 |  | Spread Dollars | 0 | 62093 | NET ACTIVITY | -577946
ACES TRANSACTION TOTAL SUMMARY FOR 2022 | [6 empty] | Total Monthly Sales & Purchases |  |  | Total Monthly Spread Transactions |  |  | Total Monthly Transactions inc. Spread
MWh | Unit Price | Total Dollars | Buy/Sell | Commodity | Product | Trader | MWh | Unit Price | Total Dollars | MWh | Unit Price | Total Dollars | MWh | Unit Price | Total Dollars | SRP FLEET OPTION
0 | #DIV/0! | 0 | Buy | Power | Annual | CAWCD | [9 empty] | 306600 | 48.4528 | 14855637.8093
1061760 | 28.3902 | 30143607.2 | Buy | Power | Monthly | ACES/CAWCD | 1061760 | 28.3902 | 30143607.2 | [6 empty] | SOLAR
677971 | 41.54 | 28162930 | Buy | Power | Day Ahead | ACES
0 | #DIV/0! | 0 | Buy | Power | Intraday | ACES | [9 empty] | 89413.1114 | 24.99 | 2234433.6551
0 | #DIV/0! | 0 | Buy | Power | Real Time | ACES | 677971 | 41.54 | 28162930 | [6 empty] | HOOVER
0 | #DIV/0! | 0 | Buy | Cur Per Adj | N/A | ACES | 1739731 | 33.5147 | 58306537.2 | 70 | 142.8571 | 10000 | 1739801 | 33.5191 | 58316537.2 | 127652 | 0 | 5600093.24
0 | #DIV/0! | 0 | Sell | Power | Monthly | ACES/CAWCD | [9 empty] | 2263466.1115 |  | 81006701.9044 | Total Purchases Net Sales
418631 | 83.896 | 35121485 | Sell | Power | Day Ahead | ACES | [9 empty] | 1844765.1115 |  | 45875616.9044
0 | #DIV/0! | 0 | Sell | Power | Intraday | ACES
0 | #DIV/0! | 0 | Sell | Power | Real Time | ACES | 418631 | 83.896 | 35121485 | 70 | 137.1429 | 9600 | 418701 | 83.9049 | 35131085
MWh | Unit Price | Total Dollars | Buy/Sell | Commodity | Product | Trader | 1321100
0 | #DIV/0! | 0 | Buy | Transmission | Day Ahead | ACES | Net MWh |  | 17.5501 |  | Spread Dollars | 400 | 1321100 | NET ACTIVITY | 23185452.2
|  | Month | Total Purchases | Total $ | $/MWH |  | Month | Total Sales | Total $ | $/MWH |  | Month | Energy Cost Net sales | Total $ | $/MWH
|  | January | 214474.8343 | 7474822.0893 | 34.8517 |  | January | 51001 | 3060060 | 60 |  | Jan | 163473.8343 | 4414762.0893 | 27.0059
|  | February | 211950.8225 | 7494657.3053 | 35.3604 |  | February | 32413 | 1782715 | 55 |  | Feb | 179537.8225 | 5711942.3053 | 31.8147
|  | March | 269944.5789 | 9092725.8511 | 33.6837 |  | March | 22426 | 1121300 | 50 |  | Mar | 247518.5789 | 7971425.8511 | 32.2054
|  | April | 254758.4084 | 8424116.9411 | 33.0671 |  | April | 5136 | 231120 | 45 |  | Apr | 249622.4084 | 8192996.9411 | 32.8216
|  | May | 275727.6332 | 9082543.5315 | 32.9403 |  | May | 4356 | 196020 | 45 |  | May | 271371.6332 | 8886523.5315 | 32.7467
|  | June | 144712.076 | 5068183.2599 | 35.0225 |  | June | 29228 | 4014800 | 137.3614 |  | Jun | 115484.076 | 1053383.2599 | 9.1215
|  | July | 92666.0921 | 3847363.986 | 41.5186 |  | July | 26195 | 5789000 | 220.9964 |  | Jul | 66471.0921 | -1941636.014 | -29.2102
|  | August | 87022.3063 | 3627037.0258 | 41.6794 |  | August | 24442 | 5482400 | 224.3024 |  | Aug | 62580.3063 | -1855362.9742 | -29.6477
|  | September | 160447.2854 | 8815504.9433 | 54.9433 |  | September | 9020 | 1952000 | 216.408 |  | Sep | 151427.2854 | 6863504.9433 | 45.3254
|  | October | 194006.2561 | 6282848.9379 | 32.3848 |  | October | 63057 | 3152850 | 50 |  | Oct | 130949.2561 | 3129998.9379 | 23.9024
|  | November | 181189.6315 | 5948273.9922 | 32.829 |  | November | 74220 | 3711000 | 50 |  | Nov | 106969.6315 | 2237273.9922 | 20.915
|  | December | 176496.1865 | 5838624.041 | 33.0807 |  | December | 77137 | 4628220 | 60 |  | Dec | 99359.1865 | 1210404.041 | 12.1821 | at 1.72MW per AF diver
|  | Total | 2263396.1115 | 80996701.9044 | 35.7855 |  | Total | 418631 | 35121485 | 83.896 |  | Total | 1844765.1114 | 45875216.9044 | 24.8678 |  | WO Losses
[12 empty] | With 4% Loss | 1918555.7159 | 47710225.5806 | 24.8678 |  | With Losses
[12 empty] | With 10KAF SRP |  | 48300225.5806
[12 empty] | Cost of | Cost of
[12 empty] | Diversions | Deliveries
[12 empty] | ($/AF) | ($/AF)
[12 empty] | 46.7466 | 45.0042 | (Includes 22050 CAGRD credits)
[13 empty] | 49.2202 | (w/Lake Pleasant adjustment) - update from rolling schedule info from finance
[13 empty] | 51.1702 | (w/NITS, Scheduling & WECC/RC = $1.95/AF)

## Notes
Load/Conversions Factors Used
MW per MWPP hour (Summer) | 48.5
MW per MWPP hour (non-Summer) | 48.35
AF per MWPP hour (Summer) | 52
AF per MWPP hour (Non-Summer) | 50.6
West Load to MWPP Load Ratio | 0.485
Notes on 2022 Tab
The annual totals at the bottom of the page are used only for pre-year estimates with quarterly totals for Finance budget estimates. In-year updates for cost projections are made in the Transaction Totals tab using actuals from the annual Energy Transactions Spreadsheet.
The hourly/daily solar totals include firming energy from purchases and/or any Hoover hydro energy used (Hoover with 30 MW solar tab has calculation). The monthly solar cost totals are for solar only.
The Hoover hourly/daily totals are less any energy used for solar firming. The monthly Hoover costs are for the full allocated Hoover energy. The red daily total shows the Hoover energy available after firming and should be matched by the hourly totals.
Firming energy sent to WAPA (which is included in the 30 MW solar) and forward sales, if any, are shown as negative resources and are deducted from purchases in the resource totals. Forward sales are added to the DA sales at the bottom of the tab.
Baseline load is calculated using 0.485*MWPP load for West load plus Waddell/South load from forecast file numbers
The MWPP Sh Hr values in columns C &D in red are the average daily run hours for the month and the +/- difference from the run hours needed to meet the diversion target
DA purchases & sales are based on hourly profile deficit or surplus (Energy Remaining Load column) and prices are best judgement based on DA prices for the hours
SRP Costs calculation uses current gas index for Jun-Sep presuming we normally exercise the option but may use slightly lower than gas index for remainder of year to account for use of lower cost market energy
Notes On Hoover with 30 MW Solar Tab
Solar assumed to be firmed on 7x16 basis up to expected max output for the month
No firming energy to WAPA Mar-May based on firming agreement with WAPA (15 MW Jun-Sept and 12 MW in other months)
Usually only update Hoover forward monthly projections for signifcant energy changes
Notes on Load & Lake Pleasant Forecast Tab
Updated month energy per plant, deliveries/diversions, and lake elevations/volume from water forecast file when forecast file is updated
Notes on Transaction Totals Tab
After close of month values are replaced with actuals from the annual Energy Transaction Totals spreadsheet
Forward months values are generated from the 2022 Tab estimated energy values